## periods.tab
INVESTMENT_PERIOD | period_start | period_end
2020 | 2017 | 2026

## timeseries.tab
TIMESERIES | ts_period | ts_duration_of_tp | ts_num_tps | ts_scale_to_period
2020_all | 2020 | 12 | 2 | 3652.5

## timepoints.tab
timepoint_id | timestamp | timeseries
1 | 2025011512 | 2020_all
2 | 2025011600 | 2020_all

## financials.dat
param base_financial_year := 2015;
param interest_rate := .07;
param discount_rate := .05;

## load_zones.tab
LOAD_ZONE | dbid | existing_local_td | local_td_annual_cost_per_mw
AEN | . | . | .
North | . | . | .
Houston | . | . | .
CPS | . | . | .
South | . | . | .
LCRA | . | . | .
West | . | . | .
RCEC | . | . | .

## loads.tab
LOAD_ZONE | TIMEPOINT | zone_demand_mw
AEN | 1 | 1070.55
AEN | 2 | 535.275
North | 1 | 17118.05
North | 2 | 8559.025
Houston | 1 | 8356.45
Houston | 2 | 4178.225
CPS | 1 | 1100.9
CPS | 2 | 550.45
South | 1 | 9545.1
South | 2 | 4772.55
LCRA | 1 | 1565.4
LCRA | 2 | 782.7
West | 1 | 7846.05
West | 2 | 3923.025
RCEC | 1 | 40
RCEC | 2 | 20

## non_fuel_energy_sources.tab
energy_source
Wind
Wind-C
Solar
Geothermal
Water
Electricity
Storage

## fuels.tab
fuel | co2_intensity | upstream_co2_intensity
Biogas | 0 | 0
Biomass | 0 | 0
Coal-Lig | 0.097704 | 0.01302
Coal-Sub | 0.097205 | 0.01302
Hydro | 0 | 0
NG | 0.05307 | 0.02469
Uranium | 0 | 0

## generation_projects_info.tab
GENERATION_PROJECT | gen_tech | gen_load_zone | gen_connect_cost_per_mw | gen_full_load_heat_rate | gen_variable_om | gen_max_age | gen_is_variable | gen_is_baseload | gen_energy_source
Austin_Area_LFG | Biogas_IC | AEN | . | 9.8 | 2.49 | 100 | 0 | 0 | Biogas
Dallas-Fort_Worth_Area_LFG | Biogas_IC | North | . | 9.8 | 2.49 | 100 | 0 | 0 | Biogas
Houston_Area_LFG | Biogas_IC | Houston | . | 9.8 | 2.49 | 100 | 0 | 0 | Biogas
San_Antonio_Area_LFG | Biogas_IC | CPS | . | 9.8 | 2.49 | 100 | 0 | 0 | Biogas
Lufkin_Biomass | Biomass_ST | North | . | 9.894 | 2.49 | 100 | 0 | 0 | Biomass
Nacogdoches_Power | Biomass_ST | North | . | 9.894 | 2.49 | 100 | 0 | 0 | Biomass
Limestone_2 | Coal-Lig_ST | North | . | 9.578 | 6.33 | 100 | 0 | 0 | Coal-Lig
Oak_Grove_SES_Unit_1 | Coal-Lig_ST | North | . | 9.3441 | 6.33 | 100 | 0 | 0 | Coal-Lig
Oak_Grove_SES_Unit_2 | Coal-Lig_ST | North | . | 9.3051 | 6.33 | 100 | 0 | 0 | Coal-Lig
Sandow_U4 | Coal-Lig_ST | South | . | 9.323 | 6.33 | 100 | 0 | 0 | Coal-Lig
Big_Brown_1 | Coal-Lig_ST | North | . | 10.7438 | 6.33 | 100 | 0 | 0 | Coal-Lig
Martin_Lake_1 | Coal-Lig_ST | North | . | 11.1292 | 6.33 | 100 | 0 | 0 | Coal-Lig
Martin_Lake_2 | Coal-Lig_ST | North | . | 11.0635 | 6.33 | 100 | 0 | 0 | Coal-Lig
Monticello_U2 | Coal-Lig_ST | North | . | 10.949 | 6.33 | 100 | 0 | 0 | Coal-Lig
San_Miguel_1 | Coal-Lig_ST | South | . | 12.1791 | 6.33 | 100 | 0 | 0 | Coal-Lig
Sandow_U5 | Coal-Lig_ST | South | . | 11.118 | 6.33 | 100 | 0 | 0 | Coal-Lig
Twin_Oaks_1 | Coal-Lig_ST | North | . | 10.8873 | 6.33 | 100 | 0 | 0 | Coal-Lig
Twin_Oaks_2 | Coal-Lig_ST | North | . | 10.8384 | 6.33 | 100 | 0 | 0 | Coal-Lig
Big_Brown_2 | Coal-Sub_ST | North | . | 10.6841 | 6.33 | 100 | 0 | 0 | Coal-Sub
Coleto_Creek | Coal-Sub_ST | South | . | 10.1633 | 6.33 | 100 | 0 | 0 | Coal-Sub
Fayette_Power_Project_1 | Coal-Sub_ST | AEN | . | 10.6921 | 6.33 | 100 | 0 | 0 | Coal-Sub
Fayette_Power_Project_2 | Coal-Sub_ST | LCRA | . | 10.7101 | 6.33 | 100 | 0 | 0 | Coal-Sub
Fayette_Power_Project_3 | Coal-Sub_ST | LCRA | . | 10.6727 | 6.33 | 100 | 0 | 0 | Coal-Sub
Gibbons_Creek_1 | Coal-Sub_ST | North | . | 9.99 | 6.33 | 100 | 0 | 0 | Coal-Sub
J_K_Spruce_1 | Coal-Sub_ST | CPS | . | 10.8218 | 6.33 | 100 | 0 | 0 | Coal-Sub
J_K_Spruce_2 | Coal-Sub_ST | CPS | . | 10.8005 | 6.33 | 100 | 0 | 0 | Coal-Sub
Limestone_1 | Coal-Sub_ST | North | . | 9.6431 | 6.33 | 100 | 0 | 0 | Coal-Sub
Oklaunion_1 | Coal-Sub_ST | West | . | 10.6341 | 6.33 | 100 | 0 | 0 | Coal-Sub
W_A_Parish_5 | Coal-Sub_ST | Houston | . | 10.4134 | 6.33 | 100 | 0 | 0 | Coal-Sub
W_A_Parish_6 | Coal-Sub_ST | Houston | . | 10.3491 | 6.33 | 100 | 0 | 0 | Coal-Sub
W_A_Parish_7 | Coal-Sub_ST | Houston | . | 10.3535 | 6.33 | 100 | 0 | 0 | Coal-Sub
W_A_Parish_8 | Coal-Sub_ST | Houston | . | 10.3486 | 6.33 | 100 | 0 | 0 | Coal-Sub
J_T_Deely_1 | Coal-Sub_ST | CPS | . | 14.0558 | 6.33 | 100 | 0 | 0 | Coal-Sub
J_T_Deely_2 | Coal-Sub_ST | CPS | . | 14.0929 | 6.33 | 100 | 0 | 0 | Coal-Sub
Martin_Lake_3 | Coal-Sub_ST | North | . | 11.0769 | 6.33 | 100 | 0 | 0 | Coal-Sub
Monticello_U1 | Coal-Sub_ST | North | . | 10.926 | 6.33 | 100 | 0 | 0 | Coal-Sub
Monticello_U3 | Coal-Sub_ST | North | . | 10.9358 | 6.33 | 100 | 0 | 0 | Coal-Sub
Sandy_Creek_1 | Coal-Sub_ST | North | . | 9.3348 | 6.33 | 100 | 0 | 0 | Coal-Sub
Hydro_LCRA_LZ | Hydro_HYDRO | LCRA | . | 10 | 1.74 | 100 | 0 | 0 | Hydro
Hydro_North_LZ | Hydro_HYDRO | North | . | 10 | 1.74 | 100 | 0 | 0 | Hydro
Hydro_RCEC_LZ | Hydro_HYDRO | RCEC | . | 10 | 1.74 | 100 | 0 | 0 | Hydro
Hydro_South_LZ | Hydro_HYDRO | South | . | 10 | 1.74 | 100 | 0 | 0 | Hydro
Hydro_West_LZ | Hydro_HYDRO | West | . | 10 | 1.74 | 100 | 0 | 0 | Hydro
Arthur_Von_Rosenberg_1 | NG_CCGT | South | . | 8.017 | 4.73 | 100 | 0 | 0 | NG
B_M_Davis_3 | NG_CCGT | South | . | 8.3181 | 4.73 | 100 | 0 | 0 | NG
Bastrop_Energy_Center_1 | NG_CCGT | South | . | 8.0662 | 4.73 | 100 | 0 | 0 | NG
Bosque_County_CC_1 | NG_CCGT | North | . | 7.5 | 4.73 | 100 | 0 | 0 | NG
Bosque_County_CC_2 | NG_CCGT | North | . | 7.4128 | 4.73 | 100 | 0 | 0 | NG
Brazos_Valley_1 | NG_CCGT | Houston | . | 7.8233 | 4.73 | 100 | 0 | 0 | NG
Cedar_Bayou_4 | NG_CCGT | Houston | . | 7.0409 | 4.73 | 100 | 0 | 0 | NG
Colorado_Bend_Energy_Center_1 | NG_CCGT | Houston | . | 7.4157 | 4.73 | 100 | 0 | 0 | NG
Colorado_Bend_Energy_Center_2 | NG_CCGT | Houston | . | 7.3493 | 4.73 | 100 | 0 | 0 | NG
Ennis_Power_Station_1 | NG_CCGT | North | . | 6.6783 | 4.73 | 100 | 0 | 0 | NG
Ferguson_Replacement | NG_CCGT | LCRA | . | 7.05 | 4.73 | 100 | 0 | 0 | NG
Forney_Energy_Center_1 | NG_CCGT | North | . | 7.3655 | 4.73 | 100 | 0 | 0 | NG
Forney_Energy_Center_2 | NG_CCGT | North | . | 7.3579 | 4.73 | 100 | 0 | 0 | NG
Freestone_Energy_Center_1 | NG_CCGT | North | . | 7.5202 | 4.73 | 100 | 0 | 0 | NG
Frontera_1 | NG_CCGT | South | . | 6.8399 | 4.73 | 100 | 0 | 0 | NG
Guadalupe_Generating_Station_1 | NG_CCGT | South | . | 7.4333 | 4.73 | 100 | 0 | 0 | NG
Hays_Energy_Facility_1 | NG_CCGT | South | . | 7.7503 | 4.73 | 100 | 0 | 0 | NG
Hidalgo_1 | NG_CCGT | South | . | 7.1673 | 4.73 | 100 | 0 | 0 | NG
Jack_County_Generation_Facility_1 | NG_CCGT | North | . | 8.7516 | 4.73 | 100 | 0 | 0 | NG
Jack_County_Generation_Facility_2 | NG_CCGT | North | . | 7.05 | 4.73 | 100 | 0 | 0 | NG
Johnson_County | NG_CCGT | North | . | 8.3677 | 4.73 | 100 | 0 | 0 | NG
Lamar_Power_Project_1 | NG_CCGT | North | . | 7.24 | 4.73 | 100 | 0 | 0 | NG
Lost_Pines_1 | NG_CCGT | LCRA | . | 7.6506 | 4.73 | 100 | 0 | 0 | NG
Magic_Valley_Station | NG_CCGT | South | . | 7.326 | 4.73 | 100 | 0 | 0 | NG
Midlothian_1 | NG_CCGT | North | . | 8.0736 | 4.73 | 100 | 0 | 0 | NG
Midlothian_2 | NG_CCGT | North | . | 7.6391 | 4.73 | 100 | 0 | 0 | NG
Nueces_Bay_8 | NG_CCGT | South | . | 8.2305 | 4.73 | 100 | 0 | 0 | NG
Odessa_Ector_Generating_Station_1 | NG_CCGT | West | . | 6.8262 | 4.73 | 100 | 0 | 0 | NG
Panda_Sherman | NG_CCGT | North | . | 7.05 | 4.73 | 100 | 0 | 0 | NG
Panda_Temple_1 | NG_CCGT | North | . | 7.05 | 4.73 | 100 | 0 | 0 | NG
Panda_Temple_II_CTG1 | NG_CCGT | North | . | 7.05 | 4.73 | 100 | 0 | 0 | NG
Panda_Temple_II_CTG2 | NG_CCGT | North | . | 7.05 | 4.73 | 100 | 0 | 0 | NG
Panda_Temple_II_STG | NG_CCGT | North | . | 7.05 | 4.73 | 100 | 0 | 0 | NG
Paris_Energy_Center_1 | NG_CCGT | North | . | 7.3955 | 4.73 | 100 | 0 | 0 | NG
Quail_Run_Energy_1 | NG_CCGT | West | . | 6.5 | 4.73 | 100 | 0 | 0 | NG
Rio_Nogales_1 | NG_CCGT | South | . | 8.0501 | 4.73 | 100 | 0 | 0 | NG
Sam_Rayburn_10 | NG_CCGT | South | . | 7.5906 | 4.73 | 100 | 0 | 0 | NG
Sand_Hill_Energy_Center_5a | NG_CCGT | AEN | . | 8.069 | 4.73 | 100 | 0 | 0 | NG
Silas_Ray_9 | NG_CCGT | South | . | 10.075 | 4.73 | 100 | 0 | 0 | NG
T_H_Wharton_3 | NG_CCGT | Houston | . | 9.4405 | 4.73 | 100 | 0 | 0 | NG
T_H_Wharton_4 | NG_CCGT | Houston | . | 8.922 | 4.73 | 100 | 0 | 0 | NG
Tenaska_Frontier_Station | NG_CCGT | Houston | . | 7.3072 | 4.73 | 100 | 0 | 0 | NG
Tenaska_Gateway_Station | NG_CCGT | North | . | 7.2 | 4.73 | 100 | 0 | 0 | NG
Tenaska_Kiamichi_Station_1 | NG_CCGT | North | . | 7.3449 | 4.73 | 100 | 0 | 0 | NG
Tenaska_Kiamichi_Station_2 | NG_CCGT | North | . | 7.3449 | 4.73 | 100 | 0 | 0 | NG
Victoria_Power_Station | NG_CCGT | South | . | 8.8442 | 4.73 | 100 | 0 | 0 | NG
Wise_County_Power_LP | NG_CCGT | North | . | 7.5959 | 4.73 | 100 | 0 | 0 | NG
Wolf_Hollow_Power_Proj_1 | NG_CCGT | North | . | 7.9105 | 4.73 | 100 | 0 | 0 | NG
Baytown_Energy_Center | NG_CCGT-CHP | Houston | . | 9.3471 | 4.73 | 100 | 0 | 0 | NG
C_R_Wing_Cogen_Plant | NG_CCGT-CHP | West | . | 8.0337 | 4.73 | 100 | 0 | 0 | NG
Channel_Energy_Center | NG_CCGT-CHP | Houston | . | 9.2277 | 4.73 | 100 | 0 | 0 | NG
Channelview_Cogen_Plant | NG_CCGT-CHP | Houston | . | 6.6136 | 4.73 | 100 | 0 | 0 | NG
Clear_Lake_Cogeneration_Ltd | NG_CCGT-CHP | Houston | . | 8.0961 | 4.73 | 100 | 0 | 0 | NG
Corpus_Christi_Energy_Center | NG_CCGT-CHP | South | . | 7.2634 | 4.73 | 100 | 0 | 0 | NG
Deer_Park_Energy_Center_1 | NG_CCGT-CHP | Houston | . | 6.0432 | 4.73 | 100 | 0 | 0 | NG
Freeport_Energy_Center | NG_CCGT-CHP | Houston | . | 8.017 | 4.73 | 100 | 0 | 0 | NG
Green_Power_2 | NG_CCGT-CHP | Houston | . | 12.251 | 13.41 | 100 | 0 | 0 | NG
Gregory_Power_Facility | NG_CCGT-CHP | South | . | 7.2618 | 4.73 | 100 | 0 | 0 | NG
Houston_Chemical_Complex_Battleground | NG_CCGT-CHP | Houston | . | 9.5 | 4.73 | 100 | 0 | 0 | NG
Ingleside_Cogeneration | NG_CCGT-CHP | South | . | 8 | 4.73 | 100 | 0 | 0 | NG
Optim_Energy_Altura_Cogen | NG_CCGT-CHP | Houston | . | 11.783 | 4.73 | 100 | 0 | 0 | NG
Oyster_Creek_Unit_VIII | NG_CCGT-CHP | Houston | . | 10.753 | 4.73 | 100 | 0 | 0 | NG
Pasadena_Cogeneration | NG_CCGT-CHP | Houston | . | 7.5542 | 4.73 | 100 | 0 | 0 | NG
Texas_City_1 | NG_CCGT-CHP | Houston | . | 14.4847 | 4.73 | 100 | 0 | 0 | NG
Wichita_Falls_Cogeneration_Plant | NG_CCGT-CHP | West | . | 7.241 | 4.73 | 100 | 0 | 0 | NG
Greenville_Powerlane_IC1 | NG_IC | North | . | 9.8329 | 4.73 | 100 | 0 | 0 | NG
Greenville_Powerlane_IC2 | NG_IC | North | . | 9.7613 | 4.73 | 100 | 0 | 0 | NG
Greenville_Powerlane_IC3 | NG_IC | North | . | 9.8285 | 4.73 | 100 | 0 | 0 | NG
Pearsall_IC_Engine_Plant_A | NG_IC | South | . | 9.7841 | 4.73 | 100 | 0 | 0 | NG
Pearsall_IC_Engine_Plant_B | NG_IC | South | . | 9.7891 | 4.73 | 100 | 0 | 0 | NG
Pearsall_IC_Engine_Plant_C | NG_IC | South | . | 9.7942 | 4.73 | 100 | 0 | 0 | NG
Pearsall_IC_Engine_Plant_D | NG_IC | South | . | 9.7877 | 4.73 | 100 | 0 | 0 | NG
Bryan_Atkins_7 | NG_OCGT | North | . | 14.4514 | 13.41 | 100 | 0 | 0 | NG
Dansby_2 | NG_OCGT | North | . | 10.5843 | 13.41 | 100 | 0 | 0 | NG
Dansby_3 | NG_OCGT | North | . | 9.4699 | 13.41 | 100 | 0 | 0 | NG
Decker_Creek_G1 | NG_OCGT | AEN | . | 9.5 | 15.43 | 100 | 0 | 0 | NG
Decker_Creek_G2 | NG_OCGT | AEN | . | 9.5 | 15.43 | 100 | 0 | 0 | NG
Decker_Creek_G3 | NG_OCGT | AEN | . | 9.5 | 15.43 | 100 | 0 | 0 | NG
Decker_Creek_G4 | NG_OCGT | AEN | . | 9.5 | 15.43 | 100 | 0 | 0 | NG
DeCordova_1 | NG_OCGT | North | . | 9.85 | 13.41 | 100 | 0 | 0 | NG
DeCordova_2 | NG_OCGT | North | . | 9.85 | 15.43 | 100 | 0 | 0 | NG
DeCordova_3 | NG_OCGT | North | . | 9.85 | 15.43 | 100 | 0 | 0 | NG
DeCordova_4 | NG_OCGT | North | . | 9.85 | 15.43 | 100 | 0 | 0 | NG
Ector_County_Energy | NG_OCGT | West | . | 9.983 | 4.73 | 100 | 0 | 0 | NG
ExTex_La_Porte_Power_Station_AirPro_1 | NG_OCGT | Houston | . | 9.25 | 13.41 | 100 | 0 | 0 | NG
ExTex_La_Porte_Power_Station_AirPro_2 | NG_OCGT | Houston | . | 9.25 | 13.41 | 100 | 0 | 0 | NG
ExTex_La_Porte_Power_Station_AirPro_3 | NG_OCGT | Houston | . | 9.25 | 13.41 | 100 | 0 | 0 | NG
ExTex_La_Porte_Power_Station_AirPro_4 | NG_OCGT | Houston | . | 9.25 | 13.41 | 100 | 0 | 0 | NG
Greens_Bayou_73 | NG_OCGT | Houston | . | 10.268 | 13.41 | 100 | 0 | 0 | NG
Greens_Bayou_74 | NG_OCGT | Houston | . | 10.268 | 13.41 | 100 | 0 | 0 | NG
Greens_Bayou_81 | NG_OCGT | Houston | . | 10.268 | 13.41 | 100 | 0 | 0 | NG
Greens_Bayou_82 | NG_OCGT | Houston | . | 10.268 | 13.41 | 100 | 0 | 0 | NG
Greens_Bayou_83 | NG_OCGT | Houston | . | 10.268 | 13.41 | 100 | 0 | 0 | NG
Greens_Bayou_84 | NG_OCGT | Houston | . | 10.268 | 13.41 | 100 | 0 | 0 | NG
Laredo_Peaking_4 | NG_OCGT | South | . | 10.056 | 4.73 | 100 | 0 | 0 | NG
Laredo_Peaking_5 | NG_OCGT | South | . | 10.056 | 4.73 | 100 | 0 | 0 | NG
Leon_Creek_Peaking_1 | NG_OCGT | South | . | 9.888 | 13.41 | 100 | 0 | 0 | NG
Leon_Creek_Peaking_2 | NG_OCGT | South | . | 9.888 | 13.41 | 100 | 0 | 0 | NG
Leon_Creek_Peaking_3 | NG_OCGT | South | . | 9.888 | 4.73 | 100 | 0 | 0 | NG
Leon_Creek_Peaking_4 | NG_OCGT | South | . | 9.888 | 4.73 | 100 | 0 | 0 | NG
Morgan_Creek_1 | NG_OCGT | West | . | 10.173 | 13.41 | 100 | 0 | 0 | NG
Morgan_Creek_2 | NG_OCGT | West | . | 10.173 | 13.41 | 100 | 0 | 0 | NG
Morgan_Creek_3 | NG_OCGT | West | . | 10.173 | 13.41 | 100 | 0 | 0 | NG
Morgan_Creek_4 | NG_OCGT | West | . | 10.173 | 13.41 | 100 | 0 | 0 | NG
Morgan_Creek_5 | NG_OCGT | West | . | 10.173 | 13.41 | 100 | 0 | 0 | NG
Morgan_Creek_6 | NG_OCGT | West | . | 10.173 | 13.41 | 100 | 0 | 0 | NG
Permian_Basin_1 | NG_OCGT | West | . | 10.173 | 4.73 | 100 | 0 | 0 | NG
Permian_Basin_2 | NG_OCGT | West | . | 10.173 | 4.73 | 100 | 0 | 0 | NG
Permian_Basin_3 | NG_OCGT | West | . | 10.173 | 4.73 | 100 | 0 | 0 | NG
Permian_Basin_4 | NG_OCGT | West | . | 10.078 | 4.73 | 100 | 0 | 0 | NG
Permian_Basin_5 | NG_OCGT | West | . | 10.078 | 4.73 | 100 | 0 | 0 | NG
R_W_Miller_4 | NG_OCGT | North | . | 13.4 | 13.41 | 100 | 0 | 0 | NG
R_W_Miller_5 | NG_OCGT | North | . | 12.8735 | 13.41 | 100 | 0 | 0 | NG
Ray_Olinger_4 | NG_OCGT | North | . | 13.892 | 15.43 | 100 | 0 | 0 | NG
Sam_Rayburn_GT_1 | NG_OCGT | South | . | 14.5715 | 15.43 | 100 | 0 | 0 | NG
Sam_Rayburn_GT_2 | NG_OCGT | South | . | 14.5027 | 15.43 | 100 | 0 | 0 | NG
San_Jacinto_SES_CTG_1 | NG_OCGT | Houston | . | 13.4883 | 4.73 | 100 | 0 | 0 | NG
San_Jacinto_SES_CTG_2 | NG_OCGT | Houston | . | 13.5669 | 4.73 | 100 | 0 | 0 | NG
Sand_Hill_Energy_Center_GT_1 | NG_OCGT | AEN | . | 9.888 | 4.73 | 100 | 0 | 0 | NG
Sand_Hill_Energy_Center_GT_2 | NG_OCGT | AEN | . | 9.888 | 4.73 | 100 | 0 | 0 | NG
Sand_Hill_Energy_Center_GT_3 | NG_OCGT | AEN | . | 9.888 | 4.73 | 100 | 0 | 0 | NG
Sand_Hill_Energy_Center_GT_4 | NG_OCGT | AEN | . | 9.888 | 4.73 | 100 | 0 | 0 | NG
Sand_Hill_Energy_Center_GT_6 | NG_OCGT | AEN | . | 9.888 | 4.73 | 100 | 0 | 0 | NG
Sand_Hill_Energy_Center_GT_7 | NG_OCGT | AEN | . | 9.888 | 4.73 | 100 | 0 | 0 | NG
Silas_Ray_10 | NG_OCGT | South | . | 9.888 | 4.73 | 100 | 0 | 0 | NG
T_H_Wharton_G_1 | NG_OCGT | Houston | . | 10.268 | 13.41 | 100 | 0 | 0 | NG
T_H_Wharton_GT_51 | NG_OCGT | Houston | . | 9.983 | 13.41 | 100 | 0 | 0 | NG
T_H_Wharton_GT_52 | NG_OCGT | Houston | . | 9.983 | 13.41 | 100 | 0 | 0 | NG
T_H_Wharton_GT_53 | NG_OCGT | Houston | . | 9.983 | 13.41 | 100 | 0 | 0 | NG
T_H_Wharton_GT_54 | NG_OCGT | Houston | . | 9.983 | 13.41 | 100 | 0 | 0 | NG
T_H_Wharton_GT_55 | NG_OCGT | Houston | . | 9.983 | 13.41 | 100 | 0 | 0 | NG
T_H_Wharton_GT_56 | NG_OCGT | Houston | . | 9.983 | 13.41 | 100 | 0 | 0 | NG
V_H_Braunig_5 | NG_OCGT | South | . | 9.894 | 4.73 | 100 | 0 | 0 | NG
V_H_Braunig_6 | NG_OCGT | South | . | 9.894 | 4.73 | 100 | 0 | 0 | NG
V_H_Braunig_7 | NG_OCGT | South | . | 9.894 | 4.73 | 100 | 0 | 0 | NG
V_H_Braunig_8 | NG_OCGT | South | . | 9.894 | 4.73 | 100 | 0 | 0 | NG
W_A_Parish_Petra_Nova | NG_OCGT | Houston | . | 9.983 | 4.73 | 100 | 0 | 0 | NG
W_A_Parish_T1 | NG_OCGT | Houston | . | 14.4666 | 15.43 | 100 | 0 | 0 | NG
Winchester_Power_Park_1 | NG_OCGT | LCRA | . | 9.4746 | 13.41 | 100 | 0 | 0 | NG
Winchester_Power_Park_2 | NG_OCGT | LCRA | . | 9.4538 | 13.41 | 100 | 0 | 0 | NG
Winchester_Power_Park_3 | NG_OCGT | LCRA | . | 9.4659 | 13.41 | 100 | 0 | 0 | NG
Winchester_Power_Park_4 | NG_OCGT | LCRA | . | 9.5083 | 13.41 | 100 | 0 | 0 | NG
Bayou_Cogen_Plant | NG_OCGT-CHP | Houston | . | 9.9267 | 4.73 | 100 | 0 | 0 | NG
BP_Chemicals_Green_Lake_Plant | NG_OCGT-CHP | South | . | 11.5 | 4.73 | 100 | 0 | 0 | NG
Equistar_Corpus_Christi | NG_OCGT-CHP | South | . | 8.5 | 4.73 | 100 | 0 | 0 | NG
ExxonMobil_Baytown_Refinery | NG_OCGT-CHP | Houston | . | 14.4514 | 4.73 | 100 | 0 | 0 | NG
Sweeny_Cogen_Facility | NG_OCGT-CHP | Houston | . | 9 | 4.73 | 100 | 0 | 0 | NG
Texas_Gulf_Sulphur_(New_Gulf) | NG_OCGT-CHP | Houston | . | 14.5532 | 15.43 | 100 | 0 | 0 | NG
Victoria_Texas_Plant | NG_OCGT-CHP | South | . | 9 | 4.73 | 100 | 0 | 0 | NG
B_M_Davis_1 | NG_ST | South | . | 10.5 | 4.73 | 100 | 0 | 0 | NG
Cedar_Bayou_1 | NG_ST | Houston | . | 10.2646 | 4.73 | 100 | 0 | 0 | NG
Cedar_Bayou_2 | NG_ST | Houston | . | 10.271 | 4.73 | 100 | 0 | 0 | NG
Dansby_1 | NG_ST | North | . | 11.435 | 4.73 | 100 | 0 | 0 | NG
Decker_Creek_1 | NG_ST | AEN | . | 10.4063 | 4.73 | 100 | 0 | 0 | NG
Decker_Creek_2 | NG_ST | AEN | . | 10.7252 | 4.73 | 100 | 0 | 0 | NG
Graham_1 | NG_ST | West | . | 11.9416 | 4.73 | 100 | 0 | 0 | NG
Graham_2 | NG_ST | West | . | 11.9372 | 4.73 | 100 | 0 | 0 | NG
Greens_Bayou_5 | NG_ST | Houston | . | 13.46 | 4.73 | 100 | 0 | 0 | NG
Handley_3 | NG_ST | North | . | 13.692 | 4.73 | 100 | 0 | 0 | NG
Handley_4 | NG_ST | North | . | 13.692 | 4.73 | 100 | 0 | 0 | NG
Handley_5 | NG_ST | North | . | 13.692 | 4.73 | 100 | 0 | 0 | NG
Lake_Hubbard_1 | NG_ST | North | . | 12.162 | 4.73 | 100 | 0 | 0 | NG
Lake_Hubbard_2 | NG_ST | North | . | 12.1047 | 4.73 | 100 | 0 | 0 | NG
Mountain_Creek_6 | NG_ST | North | . | 10.8258 | 4.73 | 100 | 0 | 0 | NG
Mountain_Creek_7 | NG_ST | North | . | 11.519 | 4.73 | 100 | 0 | 0 | NG
Mountain_Creek_8 | NG_ST | North | . | 10 | 4.73 | 100 | 0 | 0 | NG
O_W_Sommers_1 | NG_ST | South | . | 12.0575 | 4.73 | 100 | 0 | 0 | NG
O_W_Sommers_2 | NG_ST | South | . | 10.4769 | 4.73 | 100 | 0 | 0 | NG
Pearsall_1 | NG_ST | South | . | 14.5 | 4.73 | 100 | 0 | 0 | NG
Pearsall_2 | NG_ST | South | . | 14.5 | 4.73 | 100 | 0 | 0 | NG
Pearsall_3 | NG_ST | South | . | 14.5 | 4.73 | 100 | 0 | 0 | NG
Powerlane_Plant_1 | NG_ST | North | . | 14.5 | 4.73 | 100 | 0 | 0 | NG
Powerlane_Plant_2 | NG_ST | North | . | 14.5 | 4.73 | 100 | 0 | 0 | NG
Powerlane_Plant_3 | NG_ST | North | . | 14.5 | 4.73 | 100 | 0 | 0 | NG
R_W_Miller_1 | NG_ST | North | . | 10.9471 | 13.41 | 100 | 0 | 0 | NG
R_W_Miller_2 | NG_ST | North | . | 11.3807 | 4.73 | 100 | 0 | 0 | NG
R_W_Miller_3 | NG_ST | North | . | 10.3346 | 4.73 | 100 | 0 | 0 | NG
Ray_Olinger_1 | NG_ST | North | . | 12.29 | 13.41 | 100 | 0 | 0 | NG
Ray_Olinger_2 | NG_ST | North | . | 11.351 | 4.73 | 100 | 0 | 0 | NG
Ray_Olinger_3 | NG_ST | North | . | 11.35 | 4.73 | 100 | 0 | 0 | NG
Sim_Gideon_1 | NG_ST | LCRA | . | 10.9611 | 4.73 | 100 | 0 | 0 | NG
Sim_Gideon_2 | NG_ST | LCRA | . | 10.8012 | 4.73 | 100 | 0 | 0 | NG
Sim_Gideon_3 | NG_ST | LCRA | . | 11.5074 | 4.73 | 100 | 0 | 0 | NG
Spencer_4 | NG_ST | North | . | 14.5 | 13.41 | 100 | 0 | 0 | NG
Spencer_5 | NG_ST | North | . | 14.195 | 13.41 | 100 | 0 | 0 | NG
Stryker_Creek_1 | NG_ST | North | . | 13.8496 | 13.41 | 100 | 0 | 0 | NG
Stryker_Creek_2 | NG_ST | North | . | 13.908 | 4.73 | 100 | 0 | 0 | NG
Trinidad_6 | NG_ST | North | . | 13.5104 | 13.41 | 100 | 0 | 0 | NG
V_H_Braunig_1 | NG_ST | South | . | 10.7356 | 4.73 | 100 | 0 | 0 | NG
V_H_Braunig_2 | NG_ST | South | . | 10.2775 | 4.73 | 100 | 0 | 0 | NG
V_H_Braunig_3 | NG_ST | South | . | 11.6376 | 4.73 | 100 | 0 | 0 | NG
W_A_Parish_1 | NG_ST | Houston | . | 10.9629 | 4.73 | 100 | 0 | 0 | NG
W_A_Parish_2 | NG_ST | Houston | . | 11.5135 | 4.73 | 100 | 0 | 0 | NG
W_A_Parish_3 | NG_ST | Houston | . | 12.0803 | 4.73 | 100 | 0 | 0 | NG
W_A_Parish_4 | NG_ST | Houston | . | 11.0023 | 4.73 | 100 | 0 | 0 | NG
Acacia_Solar | Solar_PV | West | . | 10 | 0.36 | 100 | 1 | 0 | Solar
Barilla_Solar_(FS,_Pecos) | Solar_PV | West | . | 10 | 0.36 | 100 | 1 | 0 | Solar
Blue_Wing_1_Solar | Solar_PV | South | . | 10 | 0.36 | 100 | 1 | 0 | Solar
Blue_Wing_2_Solar | Solar_PV | South | . | 10 | 0.36 | 100 | 1 | 0 | Solar
Downie_Ranch_Solar_(OCI_Alamo_5) | Solar_PV | South | . | 10 | 0.36 | 100 | 1 | 0 | Solar
OCI_Alamo_1_Solar | Solar_PV | South | . | 10 | 0.36 | 100 | 1 | 0 | Solar
OCI_Alamo_2-St._Hedwig_Solar | Solar_PV | South | . | 10 | 0.36 | 100 | 1 | 0 | Solar
OCI_Alamo_3-Walzem_Solar | Solar_PV | South | . | 10 | 0.36 | 100 | 1 | 0 | Solar
OCI_Alamo_4_Solar_(Bracketville) | Solar_PV | South | . | 10 | 0.36 | 100 | 1 | 0 | Solar
Renewable_Energy_Alternatives_CCS1 | Solar_PV | North | . | 10 | 0.36 | 100 | 1 | 0 | Solar
SunEdison_CPS3_Somerset_1_Solar | Solar_PV | South | . | 10 | 0.36 | 100 | 1 | 0 | Solar
SunEdison_Rabel_Road_Solar | Solar_PV | South | . | 10 | 0.36 | 100 | 1 | 0 | Solar
SunEdison_Somerset_2_Solar | Solar_PV | South | . | 10 | 0.36 | 100 | 1 | 0 | Solar
SunEdison_Valley_Road_Solar | Solar_PV | South | . | 10 | 0.36 | 100 | 1 | 0 | Solar
Webberville_Solar | Solar_PV | AEN | . | 10 | 0.36 | 100 | 1 | 0 | Solar
Notrees_Battery_Facility | Storage_BATT | West | . | 10 | NA | 100 | 0 | 0 | Storage
Comanche_Peak_U1 | Uranium_ST | North | . | 10.501 | 1.33 | 100 | 0 | 0 | Uranium
Comanche_Peak_U2 | Uranium_ST | North | . | 10.499 | 1.33 | 100 | 0 | 0 | Uranium
South_Texas_U1 | Uranium_ST | South | . | 10.502 | 1.33 | 100 | 0 | 0 | Uranium
South_Texas_U2 | Uranium_ST | South | . | 10.498 | 1.33 | 100 | 0 | 0 | Uranium
Anacacho_Wind | Wind_WT | South | . | 10 | 0 | 100 | 1 | 0 | Wind
Barton_Chapel_Wind | Wind_WT | North | . | 10 | 0 | 100 | 1 | 0 | Wind
Blue_Summit_Wind_5 | Wind_WT | West | . | 10 | 0 | 100 | 1 | 0 | Wind
Blue_Summit_Wind_6 | Wind_WT | West | . | 10 | 0 | 100 | 1 | 0 | Wind
Bobcat_Bluff_Wind | Wind_WT | North | . | 10 | 0 | 100 | 1 | 0 | Wind
Briscoe_Wind_Farm | Wind_WT | West | . | 10 | 0 | 100 | 1 | 0 | Wind
Buffalo_Gap_Wind_Farm_1 | Wind_WT | West | . | 10 | 0 | 100 | 1 | 0 | Wind
Buffalo_Gap_Wind_Farm_2_1 | Wind_WT | West | . | 10 | 0 | 100 | 1 | 0 | Wind
Buffalo_Gap_Wind_Farm_2_2 | Wind_WT | West | . | 10 | 0 | 100 | 1 | 0 | Wind
Buffalo_Gap_Wind_Farm_3 | Wind_WT | West | . | 10 | 0 | 100 | 1 | 0 | Wind
Bull_Creek_Wind_Plant_U1 | Wind_WT | West | . | 10 | 0 | 100 | 1 | 0 | Wind
Bull_Creek_Wind_Plant_U2 | Wind_WT | West | . | 10 | 0 | 100 | 1 | 0 | Wind
Callahan_Wind | Wind_WT | West | . | 10 | 0 | 100 | 1 | 0 | Wind
Camp_Springs_Wind_1 | Wind_WT | West | . | 10 | 0 | 100 | 1 | 0 | Wind
Camp_Springs_Wind_2 | Wind_WT | West | . | 10 | 0 | 100 | 1 | 0 | Wind
Capricorn_Ridge_Wind_1 | Wind_WT | West | . | 10 | 0 | 100 | 1 | 0 | Wind
Capricorn_Ridge_Wind_2 | Wind_WT | West | . | 10 | 0 | 100 | 1 | 0 | Wind
Capricorn_Ridge_Wind_3 | Wind_WT | West | . | 10 | 0 | 100 | 1 | 0 | Wind
Capricorn_Ridge_Wind_4 | Wind_WT | West | . | 10 | 0 | 100 | 1 | 0 | Wind
Cedro_Hill_Wind_1 | Wind_WT | South | . | 10 | 0 | 100 | 1 | 0 | Wind
Cedro_Hill_Wind_2 | Wind_WT | South | . | 10 | 0 | 100 | 1 | 0 | Wind
Champion_Wind_Farm | Wind_WT | West | . | 10 | 0 | 100 | 1 | 0 | Wind
Desert_Sky_Wind_Farm_1 | Wind_WT | West | . | 10 | 0 | 100 | 1 | 0 | Wind
Desert_Sky_Wind_Farm_2 | Wind_WT | West | . | 10 | 0 | 100 | 1 | 0 | Wind
Elbow_Creek_Wind | Wind_WT | West | . | 10 | 0 | 100 | 1 | 0 | Wind
Forest_Creek_Wind_Farm | Wind_WT | West | . | 10 | 0 | 100 | 1 | 0 | Wind
Goat_Wind | Wind_WT | West | . | 10 | 0 | 100 | 1 | 0 | Wind
Goat_Wind_2 | Wind_WT | West | . | 10 | 0 | 100 | 1 | 0 | Wind
Goldthwaite_Wind_1 | Wind_WT | North | . | 10 | 0 | 100 | 1 | 0 | Wind
Grandview_1_(Conway)_GV1A | Wind_WT | West | . | 10 | 0 | 100 | 1 | 0 | Wind
Grandview_1_(Conway)_GV1B | Wind_WT | West | . | 10 | 0 | 100 | 1 | 0 | Wind
Green_Mountain_Wind_(Brazos)_U1 | Wind_WT | West | . | 10 | 0 | 100 | 1 | 0 | Wind
Green_Mountain_Wind_(Brazos)_U2 | Wind_WT | West | . | 10 | 0 | 100 | 1 | 0 | Wind
Green_Pastures_Wind_1 | Wind_WT | West | . | 10 | 0 | 100 | 1 | 0 | Wind
Green_Pastures_Wind_2 | Wind_WT | West | . | 10 | 0 | 100 | 1 | 0 | Wind
Hackberry_Wind_Farm | Wind_WT | West | . | 10 | 0 | 100 | 1 | 0 | Wind
Hereford_Wind_G | Wind_WT | West | . | 10 | 0 | 100 | 1 | 0 | Wind
Hereford_Wind_V | Wind_WT | West | . | 10 | 0 | 100 | 1 | 0 | Wind
Horse_Hollow_Wind_1 | Wind_WT | West | . | 10 | 0 | 100 | 1 | 0 | Wind
Horse_Hollow_Wind_2 | Wind_WT | West | . | 10 | 0 | 100 | 1 | 0 | Wind
Horse_Hollow_Wind_3 | Wind_WT | West | . | 10 | 0 | 100 | 1 | 0 | Wind
Horse_Hollow_Wind_4 | Wind_WT | West | . | 10 | 0 | 100 | 1 | 0 | Wind
Inadale_Wind | Wind_WT | West | . | 10 | 0 | 100 | 1 | 0 | Wind
Indian_Mesa_Wind_Farm | Wind_WT | West | . | 10 | 0 | 100 | 1 | 0 | Wind
Javelina_Wind_Energy | Wind_WT | South | . | 10 | 0 | 100 | 1 | 0 | Wind
Jumbo_Road_Wind_1 | Wind_WT | West | . | 10 | 0 | 100 | 1 | 0 | Wind
Jumbo_Road_Wind_2 | Wind_WT | West | . | 10 | 0 | 100 | 1 | 0 | Wind
Keechi_Wind_138_KV_Joplin | Wind_WT | North | . | 10 | 0 | 100 | 1 | 0 | Wind
King_Mountain_Wind_NE | Wind_WT | West | . | 10 | 0 | 100 | 1 | 0 | Wind
King_Mountain_Wind_NW | Wind_WT | West | . | 10 | 0 | 100 | 1 | 0 | Wind
King_Mountain_Wind_SE | Wind_WT | West | . | 10 | 0 | 100 | 1 | 0 | Wind
King_Mountain_Wind_SW | Wind_WT | West | . | 10 | 0 | 100 | 1 | 0 | Wind
Langford_Wind_Power | Wind_WT | West | . | 10 | 0 | 100 | 1 | 0 | Wind
Logan's_Gap_Wind_I_U1 | Wind_WT | North | . | 10 | 0 | 100 | 1 | 0 | Wind
Logan's_Gap_Wind_I_U2 | Wind_WT | North | . | 10 | 0 | 100 | 1 | 0 | Wind
Lone_Star_Wind_1_(Mesquite) | Wind_WT | North | . | 10 | 0 | 100 | 1 | 0 | Wind
Lone_Star_Wind_2_(Post_Oak)_U1 | Wind_WT | North | . | 10 | 0 | 100 | 1 | 0 | Wind
Lone_Star_Wind_2_(Post_Oak)_U2 | Wind_WT | North | . | 10 | 0 | 100 | 1 | 0 | Wind
Longhorn_Wind_North_U1 | Wind_WT | West | . | 10 | 0 | 100 | 1 | 0 | Wind
Longhorn_Wind_North_U2 | Wind_WT | West | . | 10 | 0 | 100 | 1 | 0 | Wind
Loraine_Windpark_I | Wind_WT | West | . | 10 | 0 | 100 | 1 | 0 | Wind
Loraine_Windpark_II | Wind_WT | West | . | 10 | 0 | 100 | 1 | 0 | Wind
Loraine_Windpark_III | Wind_WT | West | . | 10 | 0 | 100 | 1 | 0 | Wind
Loraine_Windpark_IV | Wind_WT | West | . | 10 | 0 | 100 | 1 | 0 | Wind
Los_Vientos_Wind_III | Wind_WT | South | . | 10 | 0 | 100 | 1 | 0 | Wind
McAdoo_Wind_Farm | Wind_WT | West | . | 10 | 0 | 100 | 1 | 0 | Wind
Mesquite_Creek_Wind_1 | Wind_WT | West | . | 10 | 0 | 100 | 1 | 0 | Wind
Mesquite_Creek_Wind_2 | Wind_WT | West | . | 10 | 0 | 100 | 1 | 0 | Wind
Miami_Wind_G1 | Wind_WT | West | . | 10 | 0 | 100 | 1 | 0 | Wind
Miami_Wind_G2 | Wind_WT | West | . | 10 | 0 | 100 | 1 | 0 | Wind
Notrees_Wind_Farm_1 | Wind_WT | West | . | 10 | 0 | 100 | 1 | 0 | Wind
Notrees_Wind_Farm_2 | Wind_WT | West | . | 10 | 0 | 100 | 1 | 0 | Wind
Ocotillo_Wind_Farm | Wind_WT | West | . | 10 | 0 | 100 | 1 | 0 | Wind
Panhandle_Wind_1_U1 | Wind_WT | West | . | 10 | 0 | 100 | 1 | 0 | Wind
Panhandle_Wind_1_U2 | Wind_WT | West | . | 10 | 0 | 100 | 1 | 0 | Wind
Panhandle_Wind_2_U1 | Wind_WT | West | . | 10 | 0 | 100 | 1 | 0 | Wind
Panhandle_Wind_2_U2 | Wind_WT | West | . | 10 | 0 | 100 | 1 | 0 | Wind
Panther_Creek_1 | Wind_WT | West | . | 10 | 0 | 100 | 1 | 0 | Wind
Panther_Creek_2 | Wind_WT | West | . | 10 | 0 | 100 | 1 | 0 | Wind
Panther_Creek_3 | Wind_WT | West | . | 10 | 0 | 100 | 1 | 0 | Wind
Pecos_Wind_(Woodward_1) | Wind_WT | West | . | 10 | 0 | 100 | 1 | 0 | Wind
Pecos_Wind_(Woodward_2) | Wind_WT | West | . | 10 | 0 | 100 | 1 | 0 | Wind
Pyron_Wind_Farm | Wind_WT | West | . | 10 | 0 | 100 | 1 | 0 | Wind
Rattlesnake_Den_Wind_1_G1 | Wind_WT | West | . | 10 | 0 | 100 | 1 | 0 | Wind
Rattlesnake_Den_Wind_1_G2 | Wind_WT | West | . | 10 | 0 | 100 | 1 | 0 | Wind
Red_Canyon_Wind | Wind_WT | West | . | 10 | 0 | 100 | 1 | 0 | Wind
Roscoe_Wind_Farm | Wind_WT | West | . | 10 | 0 | 100 | 1 | 0 | Wind
Route_66_Wind | Wind_WT | West | . | 10 | 0 | 100 | 1 | 0 | Wind
Sand_Bluff_Wind_Farm | Wind_WT | West | . | 10 | 0 | 100 | 1 | 0 | Wind
Senate_Wind | Wind_WT | North | . | 10 | 0 | 100 | 1 | 0 | Wind
Shannon_Wind | Wind_WT | West | . | 10 | 0 | 100 | 1 | 0 | Wind
Sherbino_1_Wind | Wind_WT | West | . | 10 | 0 | 100 | 1 | 0 | Wind
Sherbino_2_Wind | Wind_WT | West | . | 10 | 0 | 100 | 1 | 0 | Wind
Silver_Star_Wind | Wind_WT | North | . | 10 | 0 | 100 | 1 | 0 | Wind
Snyder_Wind_Farm | Wind_WT | West | . | 10 | 0 | 100 | 1 | 0 | Wind
South_Plains_Wind_1 | Wind_WT | West | . | 10 | 0 | 100 | 1 | 0 | Wind
South_Plains_Wind_2 | Wind_WT | West | . | 10 | 0 | 100 | 1 | 0 | Wind
South_Trent_Wind_Farm | Wind_WT | West | . | 10 | 0 | 100 | 1 | 0 | Wind
Spinning_Spur_3_Wind_1 | Wind_WT | West | . | 10 | 0 | 100 | 1 | 0 | Wind
Spinning_Spur_3_Wind_2 | Wind_WT | West | . | 10 | 0 | 100 | 1 | 0 | Wind
Spinning_Spur_Wind_Two | Wind_WT | West | . | 10 | 0 | 100 | 1 | 0 | Wind
Stanton_Wind_Energy | Wind_WT | West | . | 10 | 0 | 100 | 1 | 0 | Wind
Stephens_Ranch_Wind_1 | Wind_WT | West | . | 10 | 0 | 100 | 1 | 0 | Wind
Stephens_Ranch_Wind_2 | Wind_WT | West | . | 10 | 0 | 100 | 1 | 0 | Wind
Sweetwater_Wind_1 | Wind_WT | West | . | 10 | 0 | 100 | 1 | 0 | Wind
Sweetwater_Wind_2A | Wind_WT | West | . | 10 | 0 | 100 | 1 | 0 | Wind
Sweetwater_Wind_2B | Wind_WT | West | . | 10 | 0 | 100 | 1 | 0 | Wind
Sweetwater_Wind_3A | Wind_WT | West | . | 10 | 0 | 100 | 1 | 0 | Wind
Sweetwater_Wind_3B | Wind_WT | West | . | 10 | 0 | 100 | 1 | 0 | Wind
Sweetwater_Wind_4-4A | Wind_WT | West | . | 10 | 0 | 100 | 1 | 0 | Wind
Sweetwater_Wind_4-4B | Wind_WT | West | . | 10 | 0 | 100 | 1 | 0 | Wind
Sweetwater_Wind_4-5 | Wind_WT | West | . | 10 | 0 | 100 | 1 | 0 | Wind
Texas_Big_Spring_Wind_A | Wind_WT | West | . | 10 | 0 | 100 | 1 | 0 | Wind
Texas_Big_Spring_Wind_B | Wind_WT | West | . | 10 | 0 | 100 | 1 | 0 | Wind
Trent_Wind_Farm | Wind_WT | West | . | 10 | 0 | 100 | 1 | 0 | Wind
Trinity_Hills_Wind_1 | Wind_WT | North | . | 10 | 0 | 100 | 1 | 0 | Wind
Trinity_Hills_Wind_2 | Wind_WT | North | . | 10 | 0 | 100 | 1 | 0 | Wind
TSTC_West_Texas_Wind | Wind_WT | West | . | 10 | 0 | 100 | 1 | 0 | Wind
Turkey_Track_Wind_Energy_Center | Wind_WT | West | . | 10 | 0 | 100 | 1 | 0 | Wind
West_Texas_Wind_Energy | Wind_WT | West | . | 10 | 0 | 100 | 1 | 0 | Wind
Whirlwind_Energy | Wind_WT | West | . | 10 | 0 | 100 | 1 | 0 | Wind
Whitetail_Wind_Energy | Wind_WT | South | . | 10 | 0 | 100 | 1 | 0 | Wind
Windthorst_2 | Wind_WT | North | . | 10 | 0 | 100 | 1 | 0 | Wind
WKN_Mozart_Wind | Wind_WT | West | . | 10 | 0 | 100 | 1 | 0 | Wind
Wolf_Flats_Wind_(Wind_Mgt) | Wind_WT | West | . | 10 | 0 | 100 | 1 | 0 | Wind
Wolf_Ridge_Wind | Wind_WT | North | . | 10 | 0 | 100 | 1 | 0 | Wind
Cameron_Wind | Wind-C_WT | South | . | 10 | 0 | 100 | 1 | 0 | Wind-C
Gulf_Wind_I | Wind-C_WT | South | . | 10 | 0 | 100 | 1 | 0 | Wind-C
Gulf_Wind_II | Wind-C_WT | South | . | 10 | 0 | 100 | 1 | 0 | Wind-C
Harbor_Wind | Wind-C_WT | South | . | 10 | 0 | 100 | 1 | 0 | Wind-C
Los_Vientos_Wind_I | Wind-C_WT | South | . | 10 | 0 | 100 | 1 | 0 | Wind-C
Los_Vientos_Wind_II | Wind-C_WT | South | . | 10 | 0 | 100 | 1 | 0 | Wind-C
Magic_Valley_Wind_(Redfish)_1A | Wind-C_WT | South | . | 10 | 0 | 100 | 1 | 0 | Wind-C
Magic_Valley_Wind_(Redfish)_1B | Wind-C_WT | South | . | 10 | 0 | 100 | 1 | 0 | Wind-C
Papalote_Creek_Wind_Farm | Wind-C_WT | South | . | 10 | 0 | 100 | 1 | 0 | Wind-C
Papalote_Creek_Wind_Farm_II | Wind-C_WT | South | . | 10 | 0 | 100 | 1 | 0 | Wind-C
Penascal_Wind_1 | Wind-C_WT | South | . | 10 | 0 | 100 | 1 | 0 | Wind-C
Penascal_Wind_2 | Wind-C_WT | South | . | 10 | 0 | 100 | 1 | 0 | Wind-C
Penascal_Wind_3 | Wind-C_WT | South | . | 10 | 0 | 100 | 1 | 0 | Wind-C

## gen_build_predetermined.tab
GENERATION_PROJECT | build_year | gen_predetermined_cap
Austin_Area_LFG | 2007 | 6.4
Dallas-Fort_Worth_Area_LFG | 2015 | 35.8
Houston_Area_LFG | 2002 | 24.5
San_Antonio_Area_LFG | 2013 | 26.8
Lufkin_Biomass | 2012 | 45
Nacogdoches_Power | 2012 | 105
Limestone_2 | 1986 | 858
Oak_Grove_SES_Unit_1 | 2010 | 840
Oak_Grove_SES_Unit_2 | 2011 | 825
Sandow_U4 | 1981 | 570
Big_Brown_1 | 1971 | 606
Martin_Lake_1 | 1977 | 800
Martin_Lake_2 | 1978 | 805
Monticello_U2 | 1975 | 535
San_Miguel_1 | 1982 | 391
Sandow_U5 | 2010 | 600
Twin_Oaks_1 | 1990 | 156
Twin_Oaks_2 | 1991 | 156
Big_Brown_2 | 1972 | 602
Coleto_Creek | 1980 | 660
Fayette_Power_Project_1 | 1979 | 604
Fayette_Power_Project_2 | 1980 | 599
Fayette_Power_Project_3 | 1988 | 437
Gibbons_Creek_1 | 1983 | 470
J_K_Spruce_1 | 1992 | 560
J_K_Spruce_2 | 2010 | 775
Limestone_1 | 1985 | 831
Oklaunion_1 | 1986 | 650
W_A_Parish_5 | 1977 | 659
W_A_Parish_6 | 1978 | 658
W_A_Parish_7 | 1980 | 577
W_A_Parish_8 | 1982 | 610
J_T_Deely_1 | 1977 | 420
J_T_Deely_2 | 1978 | 420
Martin_Lake_3 | 1979 | 805
Monticello_U1 | 1974 | 535
Monticello_U3 | 1978 | 795
Sandy_Creek_1 | 2013 | 970
Hydro_LCRA_LZ | 1951 | 280
Hydro_North_LZ | 2014 | 51.6
Hydro_RCEC_LZ | 1948 | 80
Hydro_South_LZ | 2005 | 67.7
Hydro_West_LZ | 1983 | 75.8
Arthur_Von_Rosenberg_1 | 2000 | 458
B_M_Davis_3 | 2010 | 633
Bastrop_Energy_Center_1 | 2002 | 533
Bosque_County_CC_1 | 2009 | 514
Bosque_County_CC_2 | 2001 | 230.3
Brazos_Valley_1 | 2003 | 602
Cedar_Bayou_4 | 2009 | 504
Colorado_Bend_Energy_Center_1 | 2007 | 233
Colorado_Bend_Energy_Center_2 | 2008 | 235
Ennis_Power_Station_1 | 2002 | 312
Ferguson_Replacement | 2014 | 509.8
Forney_Energy_Center_1 | 2003 | 911
Forney_Energy_Center_2 | 2003 | 911
Freestone_Energy_Center_1 | 2002 | 957.3
Frontera_1 | 1999 | 524
Guadalupe_Generating_Station_1 | 2000 | 986
Hays_Energy_Facility_1 | 2002 | 882
Hidalgo_1 | 2000 | 458
Jack_County_Generation_Facility_1 | 2005 | 595
Jack_County_Generation_Facility_2 | 2011 | 595
Johnson_County | 1997 | 269
Lamar_Power_Project_1 | 2000 | 1040
Lost_Pines_1 | 2001 | 528
Magic_Valley_Station | 2001 | 670.2
Midlothian_1 | 2001 | 940
Midlothian_2 | 2002 | 504
Nueces_Bay_8 | 2010 | 633
Odessa_Ector_Generating_Station_1 | 2001 | 998.5
Panda_Sherman | 2014 | 717
Panda_Temple_1 | 2014 | 702
Panda_Temple_II_CTG1 | 2015 | 191.2
Panda_Temple_II_CTG2 | 2015 | 191.2
Panda_Temple_II_STG | 2015 | 334.7
Paris_Energy_Center_1 | 1990 | 239
Quail_Run_Energy_1 | 2008 | 488
Rio_Nogales_1 | 2002 | 785
Sam_Rayburn_10 | 2003 | 190
Sand_Hill_Energy_Center_5a | 2004 | 295
Silas_Ray_9 | 1996 | 58
T_H_Wharton_3 | 1974 | 332
T_H_Wharton_4 | 1974 | 332
Tenaska_Frontier_Station | 2000 | 880
Tenaska_Gateway_Station | 2001 | 846
Tenaska_Kiamichi_Station_1 | 2003 | 623
Tenaska_Kiamichi_Station_2 | 2003 | 623
Victoria_Power_Station | 2009 | 285
Wise_County_Power_LP | 2004 | 665
Wolf_Hollow_Power_Proj_1 | 2002 | 705
Baytown_Energy_Center | 2002 | 794.8
C_R_Wing_Cogen_Plant | 1988 | 207.7
Channel_Energy_Center | 2001 | 686.6
Channelview_Cogen_Plant | 2008 | 861
Clear_Lake_Cogeneration_Ltd | 1985 | 384.9
Corpus_Christi_Energy_Center | 2002 | 460.5
Deer_Park_Energy_Center_1 | 2014 | 1152
Freeport_Energy_Center | 2007 | 63.4
Green_Power_2 | 2009 | 287.2
Gregory_Power_Facility | 2000 | 388.5
Houston_Chemical_Complex_Battleground | 2005 | 52.6
Ingleside_Cogeneration | 1999 | 478.4
Optim_Energy_Altura_Cogen | 1995 | 478.8
Oyster_Creek_Unit_VIII | 1994 | 404.5
Pasadena_Cogeneration | 2000 | 743.6
Texas_City_1 | 2000 | 458.5
Wichita_Falls_Cogeneration_Plant | 1987 | 78
Greenville_Powerlane_IC1 | 2010 | 8.4
Greenville_Powerlane_IC2 | 2010 | 8.4
Greenville_Powerlane_IC3 | 2010 | 8.4
Pearsall_IC_Engine_Plant_A | 2012 | 50.6
Pearsall_IC_Engine_Plant_B | 2012 | 50.6
Pearsall_IC_Engine_Plant_C | 2012 | 50.6
Pearsall_IC_Engine_Plant_D | 2012 | 50.6
Bryan_Atkins_7 | 1973 | 18
Dansby_2 | 2004 | 45
Dansby_3 | 2010 | 47
Decker_Creek_G1 | 1989 | 48
Decker_Creek_G2 | 1989 | 48
Decker_Creek_G3 | 1989 | 48
Decker_Creek_G4 | 1989 | 48
DeCordova_1 | 1990 | 71
DeCordova_2 | 1990 | 70
DeCordova_3 | 1990 | 69
DeCordova_4 | 1990 | 68
Ector_County_Energy | 2015 | 294
ExTex_La_Porte_Power_Station_AirPro_1 | 2009 | 38
ExTex_La_Porte_Power_Station_AirPro_2 | 2009 | 38
ExTex_La_Porte_Power_Station_AirPro_3 | 2009 | 38
ExTex_La_Porte_Power_Station_AirPro_4 | 2009 | 38
Greens_Bayou_73 | 1976 | 46
Greens_Bayou_74 | 1976 | 46
Greens_Bayou_81 | 1976 | 46
Greens_Bayou_82 | 1976 | 58
Greens_Bayou_83 | 1976 | 56
Greens_Bayou_84 | 1976 | 46
Laredo_Peaking_4 | 2008 | 90.1
Laredo_Peaking_5 | 2008 | 87.3
Leon_Creek_Peaking_1 | 2004 | 46
Leon_Creek_Peaking_2 | 2004 | 46
Leon_Creek_Peaking_3 | 2004 | 46
Leon_Creek_Peaking_4 | 2004 | 46
Morgan_Creek_1 | 1988 | 68
Morgan_Creek_2 | 1988 | 68
Morgan_Creek_3 | 1988 | 68
Morgan_Creek_4 | 1988 | 68
Morgan_Creek_5 | 1988 | 68
Morgan_Creek_6 | 1988 | 67
Permian_Basin_1 | 1988 | 68
Permian_Basin_2 | 1988 | 65
Permian_Basin_3 | 1988 | 68
Permian_Basin_4 | 1990 | 69
Permian_Basin_5 | 1990 | 70
R_W_Miller_4 | 1994 | 104
R_W_Miller_5 | 1994 | 104
Ray_Olinger_4 | 2001 | 75
Sam_Rayburn_GT_1 | 1963 | 11
Sam_Rayburn_GT_2 | 1963 | 11
San_Jacinto_SES_CTG_1 | 1995 | 81
San_Jacinto_SES_CTG_2 | 1995 | 81
Sand_Hill_Energy_Center_GT_1 | 2001 | 47
Sand_Hill_Energy_Center_GT_2 | 2001 | 47
Sand_Hill_Energy_Center_GT_3 | 2001 | 47
Sand_Hill_Energy_Center_GT_4 | 2001 | 47
Sand_Hill_Energy_Center_GT_6 | 2010 | 47
Sand_Hill_Energy_Center_GT_7 | 2010 | 47
Silas_Ray_10 | 2004 | 46
T_H_Wharton_G_1 | 1967 | 13
T_H_Wharton_GT_51 | 1975 | 57
T_H_Wharton_GT_52 | 1975 | 57
T_H_Wharton_GT_53 | 1975 | 57
T_H_Wharton_GT_54 | 1975 | 57
T_H_Wharton_GT_55 | 1975 | 57
T_H_Wharton_GT_56 | 1975 | 57
V_H_Braunig_5 | 2009 | 48
V_H_Braunig_6 | 2009 | 48
V_H_Braunig_7 | 2009 | 48
V_H_Braunig_8 | 2009 | 47
W_A_Parish_Petra_Nova | 2013 | 74
W_A_Parish_T1 | 1967 | 13
Winchester_Power_Park_1 | 2009 | 44
Winchester_Power_Park_2 | 2009 | 44
Winchester_Power_Park_3 | 2009 | 44
Winchester_Power_Park_4 | 2009 | 44
Bayou_Cogen_Plant | 1985 | 165.6
BP_Chemicals_Green_Lake_Plant | 1997 | 8
Equistar_Corpus_Christi | 1989 | 12
ExxonMobil_Baytown_Refinery | 1989 | 4.3
Sweeny_Cogen_Facility | 2001 | 430.7
Texas_Gulf_Sulphur_(New_Gulf) | 1985 | 58.9
Victoria_Texas_Plant | 1987 | 8.9
B_M_Davis_1 | 1974 | 330
Cedar_Bayou_1 | 1970 | 745
Cedar_Bayou_2 | 1972 | 749
Dansby_1 | 1978 | 107
Decker_Creek_1 | 1971 | 315
Decker_Creek_2 | 1978 | 420
Graham_1 | 1960 | 234
Graham_2 | 1969 | 390
Greens_Bayou_5 | 1973 | 371
Handley_3 | 1963 | 395
Handley_4 | 1976 | 435
Handley_5 | 1977 | 435
Lake_Hubbard_1 | 1970 | 392
Lake_Hubbard_2 | 1973 | 523
Mountain_Creek_6 | 1956 | 122
Mountain_Creek_7 | 1958 | 118
Mountain_Creek_8 | 1967 | 568
O_W_Sommers_1 | 1972 | 420
O_W_Sommers_2 | 1974 | 410
Pearsall_1 | 1961 | 19
Pearsall_2 | 1961 | 22
Pearsall_3 | 1961 | 20
Powerlane_Plant_1 | 1966 | 20
Powerlane_Plant_2 | 1967 | 26
Powerlane_Plant_3 | 1978 | 41
R_W_Miller_1 | 1968 | 75
R_W_Miller_2 | 1972 | 120
R_W_Miller_3 | 1925 | 208
Ray_Olinger_1 | 1967 | 78
Ray_Olinger_2 | 1971 | 107
Ray_Olinger_3 | 1975 | 146
Sim_Gideon_1 | 1965 | 130
Sim_Gideon_2 | 1968 | 135
Sim_Gideon_3 | 1972 | 336
Spencer_4 | 1966 | 61
Spencer_5 | 1973 | 61
Stryker_Creek_1 | 1958 | 167
Stryker_Creek_2 | 1965 | 502
Trinidad_6 | 1965 | 235
V_H_Braunig_1 | 1966 | 220
V_H_Braunig_2 | 1968 | 230
V_H_Braunig_3 | 1970 | 412
W_A_Parish_1 | 1958 | 169
W_A_Parish_2 | 1958 | 169
W_A_Parish_3 | 1961 | 246
W_A_Parish_4 | 1968 | 536
Acacia_Solar | 2012 | 10
Barilla_Solar_(FS,_Pecos) | 2014 | 22
Blue_Wing_1_Solar | 2010 | 7.6
Blue_Wing_2_Solar | 2010 | 7.3
Downie_Ranch_Solar_(OCI_Alamo_5) | 2015 | 95
OCI_Alamo_1_Solar | 2013 | 39.2
OCI_Alamo_2-St._Hedwig_Solar | 2014 | 4.4
OCI_Alamo_3-Walzem_Solar | 2014 | 5.5
OCI_Alamo_4_Solar_(Bracketville) | 2014 | 37.6
Renewable_Energy_Alternatives_CCS1 | 2015 | 2
SunEdison_CPS3_Somerset_1_Solar | 2012 | 5.6
SunEdison_Rabel_Road_Solar | 2012 | 9.9
SunEdison_Somerset_2_Solar | 2012 | 5
SunEdison_Valley_Road_Solar | 2012 | 9.9
Webberville_Solar | 2011 | 26.7
Notrees_Battery_Facility | 2012 | 36
Comanche_Peak_U1 | 1990 | 1205
Comanche_Peak_U2 | 1993 | 1195
South_Texas_U1 | 1988 | 1286
South_Texas_U2 | 1989 | 1295
Anacacho_Wind | 2012 | 99.8
Barton_Chapel_Wind | 2007 | 120
Blue_Summit_Wind_5 | 2013 | 9
Blue_Summit_Wind_6 | 2013 | 126.4
Bobcat_Bluff_Wind | 2012 | 150
Briscoe_Wind_Farm | 2015 | 150
Buffalo_Gap_Wind_Farm_1 | 2006 | 120.6
Buffalo_Gap_Wind_Farm_2_1 | 2007 | 115.5
Buffalo_Gap_Wind_Farm_2_2 | 2007 | 117
Buffalo_Gap_Wind_Farm_3 | 2008 | 170.2
Bull_Creek_Wind_Plant_U1 | 2009 | 88
Bull_Creek_Wind_Plant_U2 | 2009 | 90
Callahan_Wind | 2004 | 114
Camp_Springs_Wind_1 | 2007 | 130.5
Camp_Springs_Wind_2 | 2007 | 120
Capricorn_Ridge_Wind_1 | 2007 | 214.5
Capricorn_Ridge_Wind_2 | 2008 | 186
Capricorn_Ridge_Wind_3 | 2007 | 149.5
Capricorn_Ridge_Wind_4 | 2008 | 112.5
Cedro_Hill_Wind_1 | 2010 | 75
Cedro_Hill_Wind_2 | 2010 | 75
Champion_Wind_Farm | 2008 | 126.5
Desert_Sky_Wind_Farm_1 | 2002 | 84
Desert_Sky_Wind_Farm_2 | 2002 | 76.5
Elbow_Creek_Wind | 2008 | 118.7
Forest_Creek_Wind_Farm | 2007 | 124.2
Goat_Wind | 2008 | 80
Goat_Wind_2 | 2010 | 69.6
Goldthwaite_Wind_1 | 2014 | 148.6
Grandview_1_(Conway)_GV1A | 2014 | 107.4
Grandview_1_(Conway)_GV1B | 2014 | 103.8
Green_Mountain_Wind_(Brazos)_U1 | 2003 | 99
Green_Mountain_Wind_(Brazos)_U2 | 2003 | 61
Green_Pastures_Wind_1 | 2015 | 150
Green_Pastures_Wind_2 | 2015 | 150
Hackberry_Wind_Farm | 2008 | 163.5
Hereford_Wind_G | 2015 | 99.9
Hereford_Wind_V | 2015 | 100
Horse_Hollow_Wind_1 | 2005 | 206.6
Horse_Hollow_Wind_2 | 2006 | 158
Horse_Hollow_Wind_3 | 2006 | 208
Horse_Hollow_Wind_4 | 2006 | 108
Inadale_Wind | 2008 | 196.6
Indian_Mesa_Wind_Farm | 2001 | 82.5
Javelina_Wind_Energy | 2015 | 250
Jumbo_Road_Wind_1 | 2015 | 146.2
Jumbo_Road_Wind_2 | 2015 | 153.6
Keechi_Wind_138_KV_Joplin | 2014 | 110
King_Mountain_Wind_NE | 2001 | 79.3
King_Mountain_Wind_NW | 2001 | 79.3
King_Mountain_Wind_SE | 2001 | 40.3
King_Mountain_Wind_SW | 2001 | 79.3
Langford_Wind_Power | 2009 | 155
Logan's_Gap_Wind_I_U1 | 2015 | 103.8
Logan's_Gap_Wind_I_U2 | 2015 | 106.3
Lone_Star_Wind_1_(Mesquite) | 2006 | 200
Lone_Star_Wind_2_(Post_Oak)_U1 | 2007 | 100
Lone_Star_Wind_2_(Post_Oak)_U2 | 2007 | 100
Longhorn_Wind_North_U1 | 2015 | 100
Longhorn_Wind_North_U2 | 2015 | 100
Loraine_Windpark_I | 2009 | 49.5
Loraine_Windpark_II | 2009 | 51
Loraine_Windpark_III | 2011 | 25.5
Loraine_Windpark_IV | 2011 | 24
Los_Vientos_Wind_III | 2015 | 200
McAdoo_Wind_Farm | 2008 | 150
Mesquite_Creek_Wind_1 | 2015 | 105.6
Mesquite_Creek_Wind_2 | 2015 | 105.6
Miami_Wind_G1 | 2014 | 144.3
Miami_Wind_G2 | 2014 | 144.3
Notrees_Wind_Farm_1 | 2009 | 92.6
Notrees_Wind_Farm_2 | 2009 | 60
Ocotillo_Wind_Farm | 2008 | 58.8
Panhandle_Wind_1_U1 | 2014 | 109.2
Panhandle_Wind_1_U2 | 2014 | 109.2
Panhandle_Wind_2_U1 | 2014 | 94.2
Panhandle_Wind_2_U2 | 2014 | 96.6
Panther_Creek_1 | 2008 | 142.5
Panther_Creek_2 | 2008 | 115.5
Panther_Creek_3 | 2009 | 199.5
Pecos_Wind_(Woodward_1) | 2001 | 82.5
Pecos_Wind_(Woodward_2) | 2001 | 77.2
Pyron_Wind_Farm | 2008 | 249
Rattlesnake_Den_Wind_1_G1 | 2015 | 104.3
Rattlesnake_Den_Wind_1_G2 | 2015 | 103
Red_Canyon_Wind | 2006 | 84
Roscoe_Wind_Farm | 2008 | 209
Route_66_Wind | 2015 | 150
Sand_Bluff_Wind_Farm | 2008 | 90
Senate_Wind | 2012 | 150
Shannon_Wind | 2015 | 200
Sherbino_1_Wind | 2008 | 150
Sherbino_2_Wind | 2011 | 147.5
Silver_Star_Wind | 2008 | 60
Snyder_Wind_Farm | 2007 | 63
South_Plains_Wind_1 | 2015 | 102
South_Plains_Wind_2 | 2015 | 98
South_Trent_Wind_Farm | 2008 | 98.2
Spinning_Spur_3_Wind_1 | 2015 | 96
Spinning_Spur_3_Wind_2 | 2015 | 98
Spinning_Spur_Wind_Two | 2014 | 161
Stanton_Wind_Energy | 2008 | 120
Stephens_Ranch_Wind_1 | 2014 | 211.2
Stephens_Ranch_Wind_2 | 2015 | 165
Sweetwater_Wind_1 | 2003 | 36.6
Sweetwater_Wind_2A | 2006 | 15.9
Sweetwater_Wind_2B | 2004 | 97.5
Sweetwater_Wind_3A | 2011 | 28.5
Sweetwater_Wind_3B | 2011 | 100.5
Sweetwater_Wind_4-4A | 2007 | 117.8
Sweetwater_Wind_4-4B | 2007 | 103.7
Sweetwater_Wind_4-5 | 2007 | 79.2
Texas_Big_Spring_Wind_A | 1999 | 27.7
Texas_Big_Spring_Wind_B | 1999 | 6.6
Trent_Wind_Farm | 2001 | 150
Trinity_Hills_Wind_1 | 2012 | 117.5
Trinity_Hills_Wind_2 | 2012 | 107.5
TSTC_West_Texas_Wind | 2008 | 2
Turkey_Track_Wind_Energy_Center | 2008 | 169.5
West_Texas_Wind_Energy | 1999 | 80.3
Whirlwind_Energy | 2007 | 57
Whitetail_Wind_Energy | 2012 | 91
Windthorst_2 | 2014 | 67.6
WKN_Mozart_Wind | 2012 | 30
Wolf_Flats_Wind_(Wind_Mgt) | 2007 | 1
Wolf_Ridge_Wind | 2008 | 112.5
Cameron_Wind | 2015 | 165
Gulf_Wind_I | 2010 | 141.6
Gulf_Wind_II | 2010 | 141.6
Harbor_Wind | 2012 | 9
Los_Vientos_Wind_I | 2013 | 200.1
Los_Vientos_Wind_II | 2013 | 201.6
Magic_Valley_Wind_(Redfish)_1A | 2012 | 99.8
Magic_Valley_Wind_(Redfish)_1B | 2012 | 103.5
Papalote_Creek_Wind_Farm | 2009 | 179.9
Papalote_Creek_Wind_Farm_II | 2010 | 200.1
Penascal_Wind_1 | 2009 | 160.8
Penascal_Wind_2 | 2009 | 141.6
Penascal_Wind_3 | 2011 | 100.8

## gen_build_costs.tab
GENERATION_PROJECT | build_year | gen_overnight_cost | gen_fixed_om
Austin_Area_LFG | 2007 | 100 | 47.07
Dallas-Fort_Worth_Area_LFG | 2015 | 100 | 47.07
Houston_Area_LFG | 2002 | 100 | 47.07
San_Antonio_Area_LFG | 2013 | 100 | 47.07
Lufkin_Biomass | 2012 | 100 | 47.07
Nacogdoches_Power | 2012 | 100 | 47.07
Limestone_2 | 1986 | 100 | 43.56
Oak_Grove_SES_Unit_1 | 2010 | 100 | 43.56
Oak_Grove_SES_Unit_2 | 2011 | 100 | 43.56
Sandow_U4 | 1981 | 100 | 43.56
Big_Brown_1 | 1971 | 100 | 43.56
Martin_Lake_1 | 1977 | 100 | 43.56
Martin_Lake_2 | 1978 | 100 | 43.56
Monticello_U2 | 1975 | 100 | 43.56
San_Miguel_1 | 1982 | 100 | 43.56
Sandow_U5 | 2010 | 100 | 43.56
Twin_Oaks_1 | 1990 | 100 | 43.56
Twin_Oaks_2 | 1991 | 100 | 43.56
Big_Brown_2 | 1972 | 100 | 43.56
Coleto_Creek | 1980 | 100 | 43.56
Fayette_Power_Project_1 | 1979 | 100 | 43.56
Fayette_Power_Project_2 | 1980 | 100 | 43.56
Fayette_Power_Project_3 | 1988 | 100 | 43.56
Gibbons_Creek_1 | 1983 | 100 | 43.56
J_K_Spruce_1 | 1992 | 100 | 43.56
J_K_Spruce_2 | 2010 | 100 | 43.56
Limestone_1 | 1985 | 100 | 43.56
Oklaunion_1 | 1986 | 100 | 43.56
W_A_Parish_5 | 1977 | 100 | 43.56
W_A_Parish_6 | 1978 | 100 | 43.56
W_A_Parish_7 | 1980 | 100 | 43.56
W_A_Parish_8 | 1982 | 100 | 43.56
J_T_Deely_1 | 1977 | 100 | 43.56
J_T_Deely_2 | 1978 | 100 | 43.56
Martin_Lake_3 | 1979 | 100 | 43.56
Monticello_U1 | 1974 | 100 | 43.56
Monticello_U3 | 1978 | 100 | 43.56
Sandy_Creek_1 | 2013 | 100 | 43.56
Hydro_LCRA_LZ | 1951 | 100 | 19.69
Hydro_North_LZ | 2014 | 100 | 19.69
Hydro_RCEC_LZ | 1948 | 100 | 19.69
Hydro_South_LZ | 2005 | 100 | 19.69
Hydro_West_LZ | 1983 | 100 | 19.69
Arthur_Von_Rosenberg_1 | 2000 | 100 | 25.28
B_M_Davis_3 | 2010 | 100 | 25.28
Bastrop_Energy_Center_1 | 2002 | 100 | 25.28
Bosque_County_CC_1 | 2009 | 100 | 25.28
Bosque_County_CC_2 | 2001 | 100 | 25.28
Brazos_Valley_1 | 2003 | 100 | 25.28
Cedar_Bayou_4 | 2009 | 100 | 25.28
Colorado_Bend_Energy_Center_1 | 2007 | 100 | 25.28
Colorado_Bend_Energy_Center_2 | 2008 | 100 | 25.28
Ennis_Power_Station_1 | 2002 | 100 | 25.28
Ferguson_Replacement | 2014 | 100 | 25.28
Forney_Energy_Center_1 | 2003 | 100 | 25.28
Forney_Energy_Center_2 | 2003 | 100 | 25.28
Freestone_Energy_Center_1 | 2002 | 100 | 25.28
Frontera_1 | 1999 | 100 | 25.28
Guadalupe_Generating_Station_1 | 2000 | 100 | 25.28
Hays_Energy_Facility_1 | 2002 | 100 | 25.28
Hidalgo_1 | 2000 | 100 | 25.28
Jack_County_Generation_Facility_1 | 2005 | 100 | 25.28
Jack_County_Generation_Facility_2 | 2011 | 100 | 25.28
Johnson_County | 1997 | 100 | 25.28
Lamar_Power_Project_1 | 2000 | 100 | 25.28
Lost_Pines_1 | 2001 | 100 | 25.28
Magic_Valley_Station | 2001 | 100 | 25.28
Midlothian_1 | 2001 | 100 | 25.28
Midlothian_2 | 2002 | 100 | 25.28
Nueces_Bay_8 | 2010 | 100 | 25.28
Odessa_Ector_Generating_Station_1 | 2001 | 100 | 25.28
Panda_Sherman | 2014 | 100 | 25.28
Panda_Temple_1 | 2014 | 100 | 25.28
Panda_Temple_II_CTG1 | 2015 | 100 | 25.28
Panda_Temple_II_CTG2 | 2015 | 100 | 25.28
Panda_Temple_II_STG | 2015 | 100 | 25.28
Paris_Energy_Center_1 | 1990 | 100 | 25.28
Quail_Run_Energy_1 | 2008 | 100 | 25.28
Rio_Nogales_1 | 2002 | 100 | 25.28
Sam_Rayburn_10 | 2003 | 100 | 25.28
Sand_Hill_Energy_Center_5a | 2004 | 100 | 25.28
Silas_Ray_9 | 1996 | 100 | 25.28
T_H_Wharton_3 | 1974 | 100 | 25.28
T_H_Wharton_4 | 1974 | 100 | 25.28
Tenaska_Frontier_Station | 2000 | 100 | 25.28
Tenaska_Gateway_Station | 2001 | 100 | 25.28
Tenaska_Kiamichi_Station_1 | 2003 | 100 | 25.28
Tenaska_Kiamichi_Station_2 | 2003 | 100 | 25.28
Victoria_Power_Station | 2009 | 100 | 25.28
Wise_County_Power_LP | 2004 | 100 | 25.28
Wolf_Hollow_Power_Proj_1 | 2002 | 100 | 25.28
Baytown_Energy_Center | 2002 | 100 | 25.28
C_R_Wing_Cogen_Plant | 1988 | 100 | 25.28
Channel_Energy_Center | 2001 | 100 | 25.28
Channelview_Cogen_Plant | 2008 | 100 | 25.28
Clear_Lake_Cogeneration_Ltd | 1985 | 100 | 25.28
Corpus_Christi_Energy_Center | 2002 | 100 | 25.28
Deer_Park_Energy_Center_1 | 2014 | 100 | 25.28
Freeport_Energy_Center | 2007 | 100 | 25.28
Green_Power_2 | 2009 | 100 | 16.95
Gregory_Power_Facility | 2000 | 100 | 25.28
Houston_Chemical_Complex_Battleground | 2005 | 100 | 25.28
Ingleside_Cogeneration | 1999 | 100 | 25.28
Optim_Energy_Altura_Cogen | 1995 | 100 | 25.28
Oyster_Creek_Unit_VIII | 1994 | 100 | 25.28
Pasadena_Cogeneration | 2000 | 100 | 25.28
Texas_City_1 | 2000 | 100 | 25.28
Wichita_Falls_Cogeneration_Plant | 1987 | 100 | 25.28
Greenville_Powerlane_IC1 | 2010 | 100 | 25.28
Greenville_Powerlane_IC2 | 2010 | 100 | 25.28
Greenville_Powerlane_IC3 | 2010 | 100 | 25.28
Pearsall_IC_Engine_Plant_A | 2012 | 100 | 25.28
Pearsall_IC_Engine_Plant_B | 2012 | 100 | 25.28
Pearsall_IC_Engine_Plant_C | 2012 | 100 | 25.28
Pearsall_IC_Engine_Plant_D | 2012 | 100 | 25.28
Bryan_Atkins_7 | 1973 | 100 | 16.95
Dansby_2 | 2004 | 100 | 16.95
Dansby_3 | 2010 | 100 | 16.95
Decker_Creek_G1 | 1989 | 100 | 19.49
Decker_Creek_G2 | 1989 | 100 | 19.49
Decker_Creek_G3 | 1989 | 100 | 19.49
Decker_Creek_G4 | 1989 | 100 | 19.49
DeCordova_1 | 1990 | 100 | 16.95
DeCordova_2 | 1990 | 100 | 19.49
DeCordova_3 | 1990 | 100 | 19.49
DeCordova_4 | 1990 | 100 | 19.49
Ector_County_Energy | 2015 | 100 | 25.28
ExTex_La_Porte_Power_Station_AirPro_1 | 2009 | 100 | 16.95
ExTex_La_Porte_Power_Station_AirPro_2 | 2009 | 100 | 16.95
ExTex_La_Porte_Power_Station_AirPro_3 | 2009 | 100 | 16.95
ExTex_La_Porte_Power_Station_AirPro_4 | 2009 | 100 | 16.95
Greens_Bayou_73 | 1976 | 100 | 16.95
Greens_Bayou_74 | 1976 | 100 | 16.95
Greens_Bayou_81 | 1976 | 100 | 16.95
Greens_Bayou_82 | 1976 | 100 | 16.95
Greens_Bayou_83 | 1976 | 100 | 16.95
Greens_Bayou_84 | 1976 | 100 | 16.95
Laredo_Peaking_4 | 2008 | 100 | 25.28
Laredo_Peaking_5 | 2008 | 100 | 25.28
Leon_Creek_Peaking_1 | 2004 | 100 | 16.95
Leon_Creek_Peaking_2 | 2004 | 100 | 16.95
Leon_Creek_Peaking_3 | 2004 | 100 | 25.28
Leon_Creek_Peaking_4 | 2004 | 100 | 25.28
Morgan_Creek_1 | 1988 | 100 | 16.95
Morgan_Creek_2 | 1988 | 100 | 16.95
Morgan_Creek_3 | 1988 | 100 | 16.95
Morgan_Creek_4 | 1988 | 100 | 16.95
Morgan_Creek_5 | 1988 | 100 | 16.95
Morgan_Creek_6 | 1988 | 100 | 16.95
Permian_Basin_1 | 1988 | 100 | 25.28
Permian_Basin_2 | 1988 | 100 | 25.28
Permian_Basin_3 | 1988 | 100 | 25.28
Permian_Basin_4 | 1990 | 100 | 25.28
Permian_Basin_5 | 1990 | 100 | 25.28
R_W_Miller_4 | 1994 | 100 | 16.95
R_W_Miller_5 | 1994 | 100 | 16.95
Ray_Olinger_4 | 2001 | 100 | 19.49
Sam_Rayburn_GT_1 | 1963 | 100 | 19.49
Sam_Rayburn_GT_2 | 1963 | 100 | 19.49
San_Jacinto_SES_CTG_1 | 1995 | 100 | 25.28
San_Jacinto_SES_CTG_2 | 1995 | 100 | 25.28
Sand_Hill_Energy_Center_GT_1 | 2001 | 100 | 25.28
Sand_Hill_Energy_Center_GT_2 | 2001 | 100 | 25.28
Sand_Hill_Energy_Center_GT_3 | 2001 | 100 | 25.28
Sand_Hill_Energy_Center_GT_4 | 2001 | 100 | 25.28
Sand_Hill_Energy_Center_GT_6 | 2010 | 100 | 25.28
Sand_Hill_Energy_Center_GT_7 | 2010 | 100 | 25.28
Silas_Ray_10 | 2004 | 100 | 25.28
T_H_Wharton_G_1 | 1967 | 100 | 16.95
T_H_Wharton_GT_51 | 1975 | 100 | 16.95
T_H_Wharton_GT_52 | 1975 | 100 | 16.95
T_H_Wharton_GT_53 | 1975 | 100 | 16.95
T_H_Wharton_GT_54 | 1975 | 100 | 16.95
T_H_Wharton_GT_55 | 1975 | 100 | 16.95
T_H_Wharton_GT_56 | 1975 | 100 | 16.95
V_H_Braunig_5 | 2009 | 100 | 25.28
V_H_Braunig_6 | 2009 | 100 | 25.28
V_H_Braunig_7 | 2009 | 100 | 25.28
V_H_Braunig_8 | 2009 | 100 | 25.28
W_A_Parish_Petra_Nova | 2013 | 100 | 25.28
W_A_Parish_T1 | 1967 | 100 | 19.49
Winchester_Power_Park_1 | 2009 | 100 | 16.95
Winchester_Power_Park_2 | 2009 | 100 | 16.95
Winchester_Power_Park_3 | 2009 | 100 | 16.95
Winchester_Power_Park_4 | 2009 | 100 | 16.95
Bayou_Cogen_Plant | 1985 | 100 | 25.28
BP_Chemicals_Green_Lake_Plant | 1997 | 100 | 25.28
Equistar_Corpus_Christi | 1989 | 100 | 25.28
ExxonMobil_Baytown_Refinery | 1989 | 100 | 25.28
Sweeny_Cogen_Facility | 2001 | 100 | 25.28
Texas_Gulf_Sulphur_(New_Gulf) | 1985 | 100 | 19.49
Victoria_Texas_Plant | 1987 | 100 | 25.28
B_M_Davis_1 | 1974 | 100 | 25.28
Cedar_Bayou_1 | 1970 | 100 | 25.28
Cedar_Bayou_2 | 1972 | 100 | 25.28
Dansby_1 | 1978 | 100 | 25.28
Decker_Creek_1 | 1971 | 100 | 25.28
Decker_Creek_2 | 1978 | 100 | 25.28
Graham_1 | 1960 | 100 | 25.28
Graham_2 | 1969 | 100 | 25.28
Greens_Bayou_5 | 1973 | 100 | 25.28
Handley_3 | 1963 | 100 | 25.28
Handley_4 | 1976 | 100 | 25.28
Handley_5 | 1977 | 100 | 25.28
Lake_Hubbard_1 | 1970 | 100 | 25.28
Lake_Hubbard_2 | 1973 | 100 | 25.28
Mountain_Creek_6 | 1956 | 100 | 25.28
Mountain_Creek_7 | 1958 | 100 | 25.28
Mountain_Creek_8 | 1967 | 100 | 25.28
O_W_Sommers_1 | 1972 | 100 | 25.28
O_W_Sommers_2 | 1974 | 100 | 25.28
Pearsall_1 | 1961 | 100 | 25.28
Pearsall_2 | 1961 | 100 | 25.28
Pearsall_3 | 1961 | 100 | 25.28
Powerlane_Plant_1 | 1966 | 100 | 25.28
Powerlane_Plant_2 | 1967 | 100 | 25.28
Powerlane_Plant_3 | 1978 | 100 | 25.28
R_W_Miller_1 | 1968 | 100 | 16.95
R_W_Miller_2 | 1972 | 100 | 25.28
R_W_Miller_3 | 1925 | 100 | 25.28
Ray_Olinger_1 | 1967 | 100 | 16.95
Ray_Olinger_2 | 1971 | 100 | 25.28
Ray_Olinger_3 | 1975 | 100 | 25.28
Sim_Gideon_1 | 1965 | 100 | 25.28
Sim_Gideon_2 | 1968 | 100 | 25.28
Sim_Gideon_3 | 1972 | 100 | 25.28
Spencer_4 | 1966 | 100 | 16.95
Spencer_5 | 1973 | 100 | 16.95
Stryker_Creek_1 | 1958 | 100 | 16.95
Stryker_Creek_2 | 1965 | 100 | 25.28
Trinidad_6 | 1965 | 100 | 16.95
V_H_Braunig_1 | 1966 | 100 | 25.28
V_H_Braunig_2 | 1968 | 100 | 25.28
V_H_Braunig_3 | 1970 | 100 | 25.28
W_A_Parish_1 | 1958 | 100 | 25.28
W_A_Parish_2 | 1958 | 100 | 25.28
W_A_Parish_3 | 1961 | 100 | 25.28
W_A_Parish_4 | 1968 | 100 | 25.28
Acacia_Solar | 2012 | 100 | 22.13
Barilla_Solar_(FS,_Pecos) | 2014 | 100 | 22.13
Blue_Wing_1_Solar | 2010 | 100 | 22.13
Blue_Wing_2_Solar | 2010 | 100 | 22.13
Downie_Ranch_Solar_(OCI_Alamo_5) | 2015 | 100 | 22.13
OCI_Alamo_1_Solar | 2013 | 100 | 22.13
OCI_Alamo_2-St._Hedwig_Solar | 2014 | 100 | 22.13
OCI_Alamo_3-Walzem_Solar | 2014 | 100 | 22.13
OCI_Alamo_4_Solar_(Bracketville) | 2014 | 100 | 22.13
Renewable_Energy_Alternatives_CCS1 | 2015 | 100 | 22.13
SunEdison_CPS3_Somerset_1_Solar | 2012 | 100 | 22.13
SunEdison_Rabel_Road_Solar | 2012 | 100 | 22.13
SunEdison_Somerset_2_Solar | 2012 | 100 | 22.13
SunEdison_Valley_Road_Solar | 2012 | 100 | 22.13
Webberville_Solar | 2011 | 100 | 22.13
Notrees_Battery_Facility | 2012 | 100 | NA
Comanche_Peak_U1 | 1990 | 100 | 58.62
Comanche_Peak_U2 | 1993 | 100 | 58.62
South_Texas_U1 | 1988 | 100 | 58.62
South_Texas_U2 | 1989 | 100 | 58.62
Anacacho_Wind | 2012 | 100 | 26.22
Barton_Chapel_Wind | 2007 | 100 | 26.22
Blue_Summit_Wind_5 | 2013 | 100 | 26.22
Blue_Summit_Wind_6 | 2013 | 100 | 26.22
Bobcat_Bluff_Wind | 2012 | 100 | 26.22
Briscoe_Wind_Farm | 2015 | 100 | 26.22
Buffalo_Gap_Wind_Farm_1 | 2006 | 100 | 26.22
Buffalo_Gap_Wind_Farm_2_1 | 2007 | 100 | 26.22
Buffalo_Gap_Wind_Farm_2_2 | 2007 | 100 | 26.22
Buffalo_Gap_Wind_Farm_3 | 2008 | 100 | 26.22
Bull_Creek_Wind_Plant_U1 | 2009 | 100 | 26.22
Bull_Creek_Wind_Plant_U2 | 2009 | 100 | 26.22
Callahan_Wind | 2004 | 100 | 26.22
Camp_Springs_Wind_1 | 2007 | 100 | 26.22
Camp_Springs_Wind_2 | 2007 | 100 | 26.22
Capricorn_Ridge_Wind_1 | 2007 | 100 | 26.22
Capricorn_Ridge_Wind_2 | 2008 | 100 | 26.22
Capricorn_Ridge_Wind_3 | 2007 | 100 | 26.22
Capricorn_Ridge_Wind_4 | 2008 | 100 | 26.22
Cedro_Hill_Wind_1 | 2010 | 100 | 26.22
Cedro_Hill_Wind_2 | 2010 | 100 | 26.22
Champion_Wind_Farm | 2008 | 100 | 26.22
Desert_Sky_Wind_Farm_1 | 2002 | 100 | 26.22
Desert_Sky_Wind_Farm_2 | 2002 | 100 | 26.22
Elbow_Creek_Wind | 2008 | 100 | 26.22
Forest_Creek_Wind_Farm | 2007 | 100 | 26.22
Goat_Wind | 2008 | 100 | 26.22
Goat_Wind_2 | 2010 | 100 | 26.22
Goldthwaite_Wind_1 | 2014 | 100 | 26.22
Grandview_1_(Conway)_GV1A | 2014 | 100 | 26.22
Grandview_1_(Conway)_GV1B | 2014 | 100 | 26.22
Green_Mountain_Wind_(Brazos)_U1 | 2003 | 100 | 26.22
Green_Mountain_Wind_(Brazos)_U2 | 2003 | 100 | 26.22
Green_Pastures_Wind_1 | 2015 | 100 | 26.22
Green_Pastures_Wind_2 | 2015 | 100 | 26.22
Hackberry_Wind_Farm | 2008 | 100 | 26.22
Hereford_Wind_G | 2015 | 100 | 26.22
Hereford_Wind_V | 2015 | 100 | 26.22
Horse_Hollow_Wind_1 | 2005 | 100 | 26.22
Horse_Hollow_Wind_2 | 2006 | 100 | 26.22
Horse_Hollow_Wind_3 | 2006 | 100 | 26.22
Horse_Hollow_Wind_4 | 2006 | 100 | 26.22
Inadale_Wind | 2008 | 100 | 26.22
Indian_Mesa_Wind_Farm | 2001 | 100 | 26.22
Javelina_Wind_Energy | 2015 | 100 | 26.22
Jumbo_Road_Wind_1 | 2015 | 100 | 26.22
Jumbo_Road_Wind_2 | 2015 | 100 | 26.22
Keechi_Wind_138_KV_Joplin | 2014 | 100 | 26.22
King_Mountain_Wind_NE | 2001 | 100 | 26.22
King_Mountain_Wind_NW | 2001 | 100 | 26.22
King_Mountain_Wind_SE | 2001 | 100 | 26.22
King_Mountain_Wind_SW | 2001 | 100 | 26.22
Langford_Wind_Power | 2009 | 100 | 26.22
Logan's_Gap_Wind_I_U1 | 2015 | 100 | 26.22
Logan's_Gap_Wind_I_U2 | 2015 | 100 | 26.22
Lone_Star_Wind_1_(Mesquite) | 2006 | 100 | 26.22
Lone_Star_Wind_2_(Post_Oak)_U1 | 2007 | 100 | 26.22
Lone_Star_Wind_2_(Post_Oak)_U2 | 2007 | 100 | 26.22
Longhorn_Wind_North_U1 | 2015 | 100 | 26.22
Longhorn_Wind_North_U2 | 2015 | 100 | 26.22
Loraine_Windpark_I | 2009 | 100 | 26.22
Loraine_Windpark_II | 2009 | 100 | 26.22
Loraine_Windpark_III | 2011 | 100 | 26.22
Loraine_Windpark_IV | 2011 | 100 | 26.22
Los_Vientos_Wind_III | 2015 | 100 | 26.22
McAdoo_Wind_Farm | 2008 | 100 | 26.22
Mesquite_Creek_Wind_1 | 2015 | 100 | 26.22
Mesquite_Creek_Wind_2 | 2015 | 100 | 26.22
Miami_Wind_G1 | 2014 | 100 | 26.22
Miami_Wind_G2 | 2014 | 100 | 26.22
Notrees_Wind_Farm_1 | 2009 | 100 | 26.22
Notrees_Wind_Farm_2 | 2009 | 100 | 26.22
Ocotillo_Wind_Farm | 2008 | 100 | 26.22
Panhandle_Wind_1_U1 | 2014 | 100 | 26.22
Panhandle_Wind_1_U2 | 2014 | 100 | 26.22
Panhandle_Wind_2_U1 | 2014 | 100 | 26.22
Panhandle_Wind_2_U2 | 2014 | 100 | 26.22
Panther_Creek_1 | 2008 | 100 | 26.22
Panther_Creek_2 | 2008 | 100 | 26.22
Panther_Creek_3 | 2009 | 100 | 26.22
Pecos_Wind_(Woodward_1) | 2001 | 100 | 26.22
Pecos_Wind_(Woodward_2) | 2001 | 100 | 26.22
Pyron_Wind_Farm | 2008 | 100 | 26.22
Rattlesnake_Den_Wind_1_G1 | 2015 | 100 | 26.22
Rattlesnake_Den_Wind_1_G2 | 2015 | 100 | 26.22
Red_Canyon_Wind | 2006 | 100 | 26.22
Roscoe_Wind_Farm | 2008 | 100 | 26.22
Route_66_Wind | 2015 | 100 | 26.22
Sand_Bluff_Wind_Farm | 2008 | 100 | 26.22
Senate_Wind | 2012 | 100 | 26.22
Shannon_Wind | 2015 | 100 | 26.22
Sherbino_1_Wind | 2008 | 100 | 26.22
Sherbino_2_Wind | 2011 | 100 | 26.22
Silver_Star_Wind | 2008 | 100 | 26.22
Snyder_Wind_Farm | 2007 | 100 | 26.22
South_Plains_Wind_1 | 2015 | 100 | 26.22
South_Plains_Wind_2 | 2015 | 100 | 26.22
South_Trent_Wind_Farm | 2008 | 100 | 26.22
Spinning_Spur_3_Wind_1 | 2015 | 100 | 26.22
Spinning_Spur_3_Wind_2 | 2015 | 100 | 26.22
Spinning_Spur_Wind_Two | 2014 | 100 | 26.22
Stanton_Wind_Energy | 2008 | 100 | 26.22
Stephens_Ranch_Wind_1 | 2014 | 100 | 26.22
Stephens_Ranch_Wind_2 | 2015 | 100 | 26.22
Sweetwater_Wind_1 | 2003 | 100 | 26.22
Sweetwater_Wind_2A | 2006 | 100 | 26.22
Sweetwater_Wind_2B | 2004 | 100 | 26.22
Sweetwater_Wind_3A | 2011 | 100 | 26.22
Sweetwater_Wind_3B | 2011 | 100 | 26.22
Sweetwater_Wind_4-4A | 2007 | 100 | 26.22
Sweetwater_Wind_4-4B | 2007 | 100 | 26.22
Sweetwater_Wind_4-5 | 2007 | 100 | 26.22
Texas_Big_Spring_Wind_A | 1999 | 100 | 26.22
Texas_Big_Spring_Wind_B | 1999 | 100 | 26.22
Trent_Wind_Farm | 2001 | 100 | 26.22
Trinity_Hills_Wind_1 | 2012 | 100 | 26.22
Trinity_Hills_Wind_2 | 2012 | 100 | 26.22
TSTC_West_Texas_Wind | 2008 | 100 | 26.22
Turkey_Track_Wind_Energy_Center | 2008 | 100 | 26.22
West_Texas_Wind_Energy | 1999 | 100 | 26.22
Whirlwind_Energy | 2007 | 100 | 26.22
Whitetail_Wind_Energy | 2012 | 100 | 26.22
Windthorst_2 | 2014 | 100 | 26.22
WKN_Mozart_Wind | 2012 | 100 | 26.22
Wolf_Flats_Wind_(Wind_Mgt) | 2007 | 100 | 26.22
Wolf_Ridge_Wind | 2008 | 100 | 26.22
Cameron_Wind | 2015 | 100 | 26.22
Gulf_Wind_I | 2010 | 100 | 26.22
Gulf_Wind_II | 2010 | 100 | 26.22
Harbor_Wind | 2012 | 100 | 26.22
Los_Vientos_Wind_I | 2013 | 100 | 26.22
Los_Vientos_Wind_II | 2013 | 100 | 26.22
Magic_Valley_Wind_(Redfish)_1A | 2012 | 100 | 26.22
Magic_Valley_Wind_(Redfish)_1B | 2012 | 100 | 26.22
Papalote_Creek_Wind_Farm | 2009 | 100 | 26.22
Papalote_Creek_Wind_Farm_II | 2010 | 100 | 26.22
Penascal_Wind_1 | 2009 | 100 | 26.22
Penascal_Wind_2 | 2009 | 100 | 26.22
Penascal_Wind_3 | 2011 | 100 | 26.22

## variable_capacity_factors.tab
GENERATION_PROJECT | timepoint | gen_max_capacity_factor
Austin_Area_LFG | 1 | 1
Austin_Area_LFG | 2 | 1
Dallas-Fort_Worth_Area_LFG | 1 | 1
Dallas-Fort_Worth_Area_LFG | 2 | 1
Houston_Area_LFG | 1 | 1
Houston_Area_LFG | 2 | 1
San_Antonio_Area_LFG | 1 | 1
San_Antonio_Area_LFG | 2 | 1
Lufkin_Biomass | 1 | 1
Lufkin_Biomass | 2 | 1
Nacogdoches_Power | 1 | 1
Nacogdoches_Power | 2 | 1
Limestone_2 | 1 | 1
Limestone_2 | 2 | 1
Oak_Grove_SES_Unit_1 | 1 | 1
Oak_Grove_SES_Unit_1 | 2 | 1
Oak_Grove_SES_Unit_2 | 1 | 1
Oak_Grove_SES_Unit_2 | 2 | 1
Sandow_U4 | 1 | 1
Sandow_U4 | 2 | 1
Big_Brown_1 | 1 | 1
Big_Brown_1 | 2 | 1
Martin_Lake_1 | 1 | 1
Martin_Lake_1 | 2 | 1
Martin_Lake_2 | 1 | 1
Martin_Lake_2 | 2 | 1
Monticello_U2 | 1 | 1
Monticello_U2 | 2 | 1
San_Miguel_1 | 1 | 1
San_Miguel_1 | 2 | 1
Sandow_U5 | 1 | 1
Sandow_U5 | 2 | 1
Twin_Oaks_1 | 1 | 1
Twin_Oaks_1 | 2 | 1
Twin_Oaks_2 | 1 | 1
Twin_Oaks_2 | 2 | 1
Big_Brown_2 | 1 | 1
Big_Brown_2 | 2 | 1
Coleto_Creek | 1 | 1
Coleto_Creek | 2 | 1
Fayette_Power_Project_1 | 1 | 1
Fayette_Power_Project_1 | 2 | 1
Fayette_Power_Project_2 | 1 | 1
Fayette_Power_Project_2 | 2 | 1
Fayette_Power_Project_3 | 1 | 1
Fayette_Power_Project_3 | 2 | 1
Gibbons_Creek_1 | 1 | 1
Gibbons_Creek_1 | 2 | 1
J_K_Spruce_1 | 1 | 1
J_K_Spruce_1 | 2 | 1
J_K_Spruce_2 | 1 | 1
J_K_Spruce_2 | 2 | 1
Limestone_1 | 1 | 1
Limestone_1 | 2 | 1
Oklaunion_1 | 1 | 1
Oklaunion_1 | 2 | 1
W_A_Parish_5 | 1 | 1
W_A_Parish_5 | 2 | 1
W_A_Parish_6 | 1 | 1
W_A_Parish_6 | 2 | 1
W_A_Parish_7 | 1 | 1
W_A_Parish_7 | 2 | 1
W_A_Parish_8 | 1 | 1
W_A_Parish_8 | 2 | 1
J_T_Deely_1 | 1 | 1
J_T_Deely_1 | 2 | 1
J_T_Deely_2 | 1 | 1
J_T_Deely_2 | 2 | 1
Martin_Lake_3 | 1 | 1
Martin_Lake_3 | 2 | 1
Monticello_U1 | 1 | 1
Monticello_U1 | 2 | 1
Monticello_U3 | 1 | 1
Monticello_U3 | 2 | 1
Sandy_Creek_1 | 1 | 1
Sandy_Creek_1 | 2 | 1
Hydro_LCRA_LZ | 1 | 1
Hydro_LCRA_LZ | 2 | 1
Hydro_North_LZ | 1 | 1
Hydro_North_LZ | 2 | 1
Hydro_RCEC_LZ | 1 | 1
Hydro_RCEC_LZ | 2 | 1
Hydro_South_LZ | 1 | 1
Hydro_South_LZ | 2 | 1
Hydro_West_LZ | 1 | 1
Hydro_West_LZ | 2 | 1
Arthur_Von_Rosenberg_1 | 1 | 1
Arthur_Von_Rosenberg_1 | 2 | 1
B_M_Davis_3 | 1 | 1
B_M_Davis_3 | 2 | 1
Bastrop_Energy_Center_1 | 1 | 1
Bastrop_Energy_Center_1 | 2 | 1
Bosque_County_CC_1 | 1 | 1
Bosque_County_CC_1 | 2 | 1
Bosque_County_CC_2 | 1 | 1
Bosque_County_CC_2 | 2 | 1
Brazos_Valley_1 | 1 | 1
Brazos_Valley_1 | 2 | 1
Cedar_Bayou_4 | 1 | 1
Cedar_Bayou_4 | 2 | 1
Colorado_Bend_Energy_Center_1 | 1 | 1
Colorado_Bend_Energy_Center_1 | 2 | 1
Colorado_Bend_Energy_Center_2 | 1 | 1
Colorado_Bend_Energy_Center_2 | 2 | 1
Ennis_Power_Station_1 | 1 | 1
Ennis_Power_Station_1 | 2 | 1
Ferguson_Replacement | 1 | 1
Ferguson_Replacement | 2 | 1
Forney_Energy_Center_1 | 1 | 1
Forney_Energy_Center_1 | 2 | 1
Forney_Energy_Center_2 | 1 | 1
Forney_Energy_Center_2 | 2 | 1
Freestone_Energy_Center_1 | 1 | 1
Freestone_Energy_Center_1 | 2 | 1
Frontera_1 | 1 | 1
Frontera_1 | 2 | 1
Guadalupe_Generating_Station_1 | 1 | 1
Guadalupe_Generating_Station_1 | 2 | 1
Hays_Energy_Facility_1 | 1 | 1
Hays_Energy_Facility_1 | 2 | 1
Hidalgo_1 | 1 | 1
Hidalgo_1 | 2 | 1
Jack_County_Generation_Facility_1 | 1 | 1
Jack_County_Generation_Facility_1 | 2 | 1
Jack_County_Generation_Facility_2 | 1 | 1
Jack_County_Generation_Facility_2 | 2 | 1
Johnson_County | 1 | 1
Johnson_County | 2 | 1
Lamar_Power_Project_1 | 1 | 1
Lamar_Power_Project_1 | 2 | 1
Lost_Pines_1 | 1 | 1
Lost_Pines_1 | 2 | 1
Magic_Valley_Station | 1 | 1
Magic_Valley_Station | 2 | 1
Midlothian_1 | 1 | 1
Midlothian_1 | 2 | 1
Midlothian_2 | 1 | 1
Midlothian_2 | 2 | 1
Nueces_Bay_8 | 1 | 1
Nueces_Bay_8 | 2 | 1
Odessa_Ector_Generating_Station_1 | 1 | 1
Odessa_Ector_Generating_Station_1 | 2 | 1
Panda_Sherman | 1 | 1
Panda_Sherman | 2 | 1
Panda_Temple_1 | 1 | 1
Panda_Temple_1 | 2 | 1
Panda_Temple_II_CTG1 | 1 | 1
Panda_Temple_II_CTG1 | 2 | 1
Panda_Temple_II_CTG2 | 1 | 1
Panda_Temple_II_CTG2 | 2 | 1
Panda_Temple_II_STG | 1 | 1
Panda_Temple_II_STG | 2 | 1
Paris_Energy_Center_1 | 1 | 1
Paris_Energy_Center_1 | 2 | 1
Quail_Run_Energy_1 | 1 | 1
Quail_Run_Energy_1 | 2 | 1
Rio_Nogales_1 | 1 | 1
Rio_Nogales_1 | 2 | 1
Sam_Rayburn_10 | 1 | 1
Sam_Rayburn_10 | 2 | 1
Sand_Hill_Energy_Center_5a | 1 | 1
Sand_Hill_Energy_Center_5a | 2 | 1
Silas_Ray_9 | 1 | 1
Silas_Ray_9 | 2 | 1
T_H_Wharton_3 | 1 | 1
T_H_Wharton_3 | 2 | 1
T_H_Wharton_4 | 1 | 1
T_H_Wharton_4 | 2 | 1
Tenaska_Frontier_Station | 1 | 1
Tenaska_Frontier_Station | 2 | 1
Tenaska_Gateway_Station | 1 | 1
Tenaska_Gateway_Station | 2 | 1
Tenaska_Kiamichi_Station_1 | 1 | 1
Tenaska_Kiamichi_Station_1 | 2 | 1
Tenaska_Kiamichi_Station_2 | 1 | 1
Tenaska_Kiamichi_Station_2 | 2 | 1
Victoria_Power_Station | 1 | 1
Victoria_Power_Station | 2 | 1
Wise_County_Power_LP | 1 | 1
Wise_County_Power_LP | 2 | 1
Wolf_Hollow_Power_Proj_1 | 1 | 1
Wolf_Hollow_Power_Proj_1 | 2 | 1
Baytown_Energy_Center | 1 | 1
Baytown_Energy_Center | 2 | 1
C_R_Wing_Cogen_Plant | 1 | 1
C_R_Wing_Cogen_Plant | 2 | 1
Channel_Energy_Center | 1 | 1
Channel_Energy_Center | 2 | 1
Channelview_Cogen_Plant | 1 | 1
Channelview_Cogen_Plant | 2 | 1
Clear_Lake_Cogeneration_Ltd | 1 | 1
Clear_Lake_Cogeneration_Ltd | 2 | 1
Corpus_Christi_Energy_Center | 1 | 1
Corpus_Christi_Energy_Center | 2 | 1
Deer_Park_Energy_Center_1 | 1 | 1
Deer_Park_Energy_Center_1 | 2 | 1
Freeport_Energy_Center | 1 | 1
Freeport_Energy_Center | 2 | 1
Green_Power_2 | 1 | 1
Green_Power_2 | 2 | 1
Gregory_Power_Facility | 1 | 1
Gregory_Power_Facility | 2 | 1
Houston_Chemical_Complex_Battleground | 1 | 1
Houston_Chemical_Complex_Battleground | 2 | 1
Ingleside_Cogeneration | 1 | 1
Ingleside_Cogeneration | 2 | 1
Optim_Energy_Altura_Cogen | 1 | 1
Optim_Energy_Altura_Cogen | 2 | 1
Oyster_Creek_Unit_VIII | 1 | 1
Oyster_Creek_Unit_VIII | 2 | 1
Pasadena_Cogeneration | 1 | 1
Pasadena_Cogeneration | 2 | 1
Texas_City_1 | 1 | 1
Texas_City_1 | 2 | 1
Wichita_Falls_Cogeneration_Plant | 1 | 1
Wichita_Falls_Cogeneration_Plant | 2 | 1
Greenville_Powerlane_IC1 | 1 | 1
Greenville_Powerlane_IC1 | 2 | 1
Greenville_Powerlane_IC2 | 1 | 1
Greenville_Powerlane_IC2 | 2 | 1
Greenville_Powerlane_IC3 | 1 | 1
Greenville_Powerlane_IC3 | 2 | 1
Pearsall_IC_Engine_Plant_A | 1 | 1
Pearsall_IC_Engine_Plant_A | 2 | 1
Pearsall_IC_Engine_Plant_B | 1 | 1
Pearsall_IC_Engine_Plant_B | 2 | 1
Pearsall_IC_Engine_Plant_C | 1 | 1
Pearsall_IC_Engine_Plant_C | 2 | 1
Pearsall_IC_Engine_Plant_D | 1 | 1
Pearsall_IC_Engine_Plant_D | 2 | 1
Bryan_Atkins_7 | 1 | 1
Bryan_Atkins_7 | 2 | 1
Dansby_2 | 1 | 1
Dansby_2 | 2 | 1
Dansby_3 | 1 | 1
Dansby_3 | 2 | 1
Decker_Creek_G1 | 1 | 1
Decker_Creek_G1 | 2 | 1
Decker_Creek_G2 | 1 | 1
Decker_Creek_G2 | 2 | 1
Decker_Creek_G3 | 1 | 1
Decker_Creek_G3 | 2 | 1
Decker_Creek_G4 | 1 | 1
Decker_Creek_G4 | 2 | 1
DeCordova_1 | 1 | 1
DeCordova_1 | 2 | 1
DeCordova_2 | 1 | 1
DeCordova_2 | 2 | 1
DeCordova_3 | 1 | 1
DeCordova_3 | 2 | 1
DeCordova_4 | 1 | 1
DeCordova_4 | 2 | 1
Ector_County_Energy | 1 | 1
Ector_County_Energy | 2 | 1
ExTex_La_Porte_Power_Station_AirPro_1 | 1 | 1
ExTex_La_Porte_Power_Station_AirPro_1 | 2 | 1
ExTex_La_Porte_Power_Station_AirPro_2 | 1 | 1
ExTex_La_Porte_Power_Station_AirPro_2 | 2 | 1
ExTex_La_Porte_Power_Station_AirPro_3 | 1 | 1
ExTex_La_Porte_Power_Station_AirPro_3 | 2 | 1
ExTex_La_Porte_Power_Station_AirPro_4 | 1 | 1
ExTex_La_Porte_Power_Station_AirPro_4 | 2 | 1
Greens_Bayou_73 | 1 | 1
Greens_Bayou_73 | 2 | 1
Greens_Bayou_74 | 1 | 1
Greens_Bayou_74 | 2 | 1
Greens_Bayou_81 | 1 | 1
Greens_Bayou_81 | 2 | 1
Greens_Bayou_82 | 1 | 1
Greens_Bayou_82 | 2 | 1
Greens_Bayou_83 | 1 | 1
Greens_Bayou_83 | 2 | 1
Greens_Bayou_84 | 1 | 1
Greens_Bayou_84 | 2 | 1
Laredo_Peaking_4 | 1 | 1
Laredo_Peaking_4 | 2 | 1
Laredo_Peaking_5 | 1 | 1
Laredo_Peaking_5 | 2 | 1
Leon_Creek_Peaking_1 | 1 | 1
Leon_Creek_Peaking_1 | 2 | 1
Leon_Creek_Peaking_2 | 1 | 1
Leon_Creek_Peaking_2 | 2 | 1
Leon_Creek_Peaking_3 | 1 | 1
Leon_Creek_Peaking_3 | 2 | 1
Leon_Creek_Peaking_4 | 1 | 1
Leon_Creek_Peaking_4 | 2 | 1
Morgan_Creek_1 | 1 | 1
Morgan_Creek_1 | 2 | 1
Morgan_Creek_2 | 1 | 1
Morgan_Creek_2 | 2 | 1
Morgan_Creek_3 | 1 | 1
Morgan_Creek_3 | 2 | 1
Morgan_Creek_4 | 1 | 1
Morgan_Creek_4 | 2 | 1
Morgan_Creek_5 | 1 | 1
Morgan_Creek_5 | 2 | 1
Morgan_Creek_6 | 1 | 1
Morgan_Creek_6 | 2 | 1
Permian_Basin_1 | 1 | 1
Permian_Basin_1 | 2 | 1
Permian_Basin_2 | 1 | 1
Permian_Basin_2 | 2 | 1
Permian_Basin_3 | 1 | 1
Permian_Basin_3 | 2 | 1
Permian_Basin_4 | 1 | 1
Permian_Basin_4 | 2 | 1
Permian_Basin_5 | 1 | 1
Permian_Basin_5 | 2 | 1
R_W_Miller_4 | 1 | 1
R_W_Miller_4 | 2 | 1
R_W_Miller_5 | 1 | 1
R_W_Miller_5 | 2 | 1
Ray_Olinger_4 | 1 | 1
Ray_Olinger_4 | 2 | 1
Sam_Rayburn_GT_1 | 1 | 1
Sam_Rayburn_GT_1 | 2 | 1
Sam_Rayburn_GT_2 | 1 | 1
Sam_Rayburn_GT_2 | 2 | 1
San_Jacinto_SES_CTG_1 | 1 | 1
San_Jacinto_SES_CTG_1 | 2 | 1
San_Jacinto_SES_CTG_2 | 1 | 1
San_Jacinto_SES_CTG_2 | 2 | 1
Sand_Hill_Energy_Center_GT_1 | 1 | 1
Sand_Hill_Energy_Center_GT_1 | 2 | 1
Sand_Hill_Energy_Center_GT_2 | 1 | 1
Sand_Hill_Energy_Center_GT_2 | 2 | 1
Sand_Hill_Energy_Center_GT_3 | 1 | 1
Sand_Hill_Energy_Center_GT_3 | 2 | 1
Sand_Hill_Energy_Center_GT_4 | 1 | 1
Sand_Hill_Energy_Center_GT_4 | 2 | 1
Sand_Hill_Energy_Center_GT_6 | 1 | 1
Sand_Hill_Energy_Center_GT_6 | 2 | 1
Sand_Hill_Energy_Center_GT_7 | 1 | 1
Sand_Hill_Energy_Center_GT_7 | 2 | 1
Silas_Ray_10 | 1 | 1
Silas_Ray_10 | 2 | 1
T_H_Wharton_G_1 | 1 | 1
T_H_Wharton_G_1 | 2 | 1
T_H_Wharton_GT_51 | 1 | 1
T_H_Wharton_GT_51 | 2 | 1
T_H_Wharton_GT_52 | 1 | 1
T_H_Wharton_GT_52 | 2 | 1
T_H_Wharton_GT_53 | 1 | 1
T_H_Wharton_GT_53 | 2 | 1
T_H_Wharton_GT_54 | 1 | 1
T_H_Wharton_GT_54 | 2 | 1
T_H_Wharton_GT_55 | 1 | 1
T_H_Wharton_GT_55 | 2 | 1
T_H_Wharton_GT_56 | 1 | 1
T_H_Wharton_GT_56 | 2 | 1
V_H_Braunig_5 | 1 | 1
V_H_Braunig_5 | 2 | 1
V_H_Braunig_6 | 1 | 1
V_H_Braunig_6 | 2 | 1
V_H_Braunig_7 | 1 | 1
V_H_Braunig_7 | 2 | 1
V_H_Braunig_8 | 1 | 1
V_H_Braunig_8 | 2 | 1
W_A_Parish_Petra_Nova | 1 | 1
W_A_Parish_Petra_Nova | 2 | 1
W_A_Parish_T1 | 1 | 1
W_A_Parish_T1 | 2 | 1
Winchester_Power_Park_1 | 1 | 1
Winchester_Power_Park_1 | 2 | 1
Winchester_Power_Park_2 | 1 | 1
Winchester_Power_Park_2 | 2 | 1
Winchester_Power_Park_3 | 1 | 1
Winchester_Power_Park_3 | 2 | 1
Winchester_Power_Park_4 | 1 | 1
Winchester_Power_Park_4 | 2 | 1
Bayou_Cogen_Plant | 1 | 1
Bayou_Cogen_Plant | 2 | 1
BP_Chemicals_Green_Lake_Plant | 1 | 1
BP_Chemicals_Green_Lake_Plant | 2 | 1
Equistar_Corpus_Christi | 1 | 1
Equistar_Corpus_Christi | 2 | 1
ExxonMobil_Baytown_Refinery | 1 | 1
ExxonMobil_Baytown_Refinery | 2 | 1
Sweeny_Cogen_Facility | 1 | 1
Sweeny_Cogen_Facility | 2 | 1
Texas_Gulf_Sulphur_(New_Gulf) | 1 | 1
Texas_Gulf_Sulphur_(New_Gulf) | 2 | 1
Victoria_Texas_Plant | 1 | 1
Victoria_Texas_Plant | 2 | 1
B_M_Davis_1 | 1 | 1
B_M_Davis_1 | 2 | 1
Cedar_Bayou_1 | 1 | 1
Cedar_Bayou_1 | 2 | 1
Cedar_Bayou_2 | 1 | 1
Cedar_Bayou_2 | 2 | 1
Dansby_1 | 1 | 1
Dansby_1 | 2 | 1
Decker_Creek_1 | 1 | 1
Decker_Creek_1 | 2 | 1
Decker_Creek_2 | 1 | 1
Decker_Creek_2 | 2 | 1
Graham_1 | 1 | 1
Graham_1 | 2 | 1
Graham_2 | 1 | 1
Graham_2 | 2 | 1
Greens_Bayou_5 | 1 | 1
Greens_Bayou_5 | 2 | 1
Handley_3 | 1 | 1
Handley_3 | 2 | 1
Handley_4 | 1 | 1
Handley_4 | 2 | 1
Handley_5 | 1 | 1
Handley_5 | 2 | 1
Lake_Hubbard_1 | 1 | 1
Lake_Hubbard_1 | 2 | 1
Lake_Hubbard_2 | 1 | 1
Lake_Hubbard_2 | 2 | 1
Mountain_Creek_6 | 1 | 1
Mountain_Creek_6 | 2 | 1
Mountain_Creek_7 | 1 | 1
Mountain_Creek_7 | 2 | 1
Mountain_Creek_8 | 1 | 1
Mountain_Creek_8 | 2 | 1
O_W_Sommers_1 | 1 | 1
O_W_Sommers_1 | 2 | 1
O_W_Sommers_2 | 1 | 1
O_W_Sommers_2 | 2 | 1
Pearsall_1 | 1 | 1
Pearsall_1 | 2 | 1
Pearsall_2 | 1 | 1
Pearsall_2 | 2 | 1
Pearsall_3 | 1 | 1
Pearsall_3 | 2 | 1
Powerlane_Plant_1 | 1 | 1
Powerlane_Plant_1 | 2 | 1
Powerlane_Plant_2 | 1 | 1
Powerlane_Plant_2 | 2 | 1
Powerlane_Plant_3 | 1 | 1
Powerlane_Plant_3 | 2 | 1
R_W_Miller_1 | 1 | 1
R_W_Miller_1 | 2 | 1
R_W_Miller_2 | 1 | 1
R_W_Miller_2 | 2 | 1
R_W_Miller_3 | 1 | 1
R_W_Miller_3 | 2 | 1
Ray_Olinger_1 | 1 | 1
Ray_Olinger_1 | 2 | 1
Ray_Olinger_2 | 1 | 1
Ray_Olinger_2 | 2 | 1
Ray_Olinger_3 | 1 | 1
Ray_Olinger_3 | 2 | 1
Sim_Gideon_1 | 1 | 1
Sim_Gideon_1 | 2 | 1
Sim_Gideon_2 | 1 | 1
Sim_Gideon_2 | 2 | 1
Sim_Gideon_3 | 1 | 1
Sim_Gideon_3 | 2 | 1
Spencer_4 | 1 | 1
Spencer_4 | 2 | 1
Spencer_5 | 1 | 1
Spencer_5 | 2 | 1
Stryker_Creek_1 | 1 | 1
Stryker_Creek_1 | 2 | 1
Stryker_Creek_2 | 1 | 1
Stryker_Creek_2 | 2 | 1
Trinidad_6 | 1 | 1
Trinidad_6 | 2 | 1
V_H_Braunig_1 | 1 | 1
V_H_Braunig_1 | 2 | 1
V_H_Braunig_2 | 1 | 1
V_H_Braunig_2 | 2 | 1
V_H_Braunig_3 | 1 | 1
V_H_Braunig_3 | 2 | 1
W_A_Parish_1 | 1 | 1
W_A_Parish_1 | 2 | 1
W_A_Parish_2 | 1 | 1
W_A_Parish_2 | 2 | 1
W_A_Parish_3 | 1 | 1
W_A_Parish_3 | 2 | 1
W_A_Parish_4 | 1 | 1
W_A_Parish_4 | 2 | 1
Acacia_Solar | 1 | 1
Acacia_Solar | 2 | 1
Barilla_Solar_(FS,_Pecos) | 1 | 1
Barilla_Solar_(FS,_Pecos) | 2 | 1
Blue_Wing_1_Solar | 1 | 1
Blue_Wing_1_Solar | 2 | 1
Blue_Wing_2_Solar | 1 | 1
Blue_Wing_2_Solar | 2 | 1
Downie_Ranch_Solar_(OCI_Alamo_5) | 1 | 1
Downie_Ranch_Solar_(OCI_Alamo_5) | 2 | 1
OCI_Alamo_1_Solar | 1 | 1
OCI_Alamo_1_Solar | 2 | 1
OCI_Alamo_2-St._Hedwig_Solar | 1 | 1
OCI_Alamo_2-St._Hedwig_Solar | 2 | 1
OCI_Alamo_3-Walzem_Solar | 1 | 1
OCI_Alamo_3-Walzem_Solar | 2 | 1
OCI_Alamo_4_Solar_(Bracketville) | 1 | 1
OCI_Alamo_4_Solar_(Bracketville) | 2 | 1
Renewable_Energy_Alternatives_CCS1 | 1 | 1
Renewable_Energy_Alternatives_CCS1 | 2 | 1
SunEdison_CPS3_Somerset_1_Solar | 1 | 1
SunEdison_CPS3_Somerset_1_Solar | 2 | 1
SunEdison_Rabel_Road_Solar | 1 | 1
SunEdison_Rabel_Road_Solar | 2 | 1
SunEdison_Somerset_2_Solar | 1 | 1
SunEdison_Somerset_2_Solar | 2 | 1
SunEdison_Valley_Road_Solar | 1 | 1
SunEdison_Valley_Road_Solar | 2 | 1
Webberville_Solar | 1 | 1
Webberville_Solar | 2 | 1
Notrees_Battery_Facility | 1 | 1
Notrees_Battery_Facility | 2 | 1
Comanche_Peak_U1 | 1 | 1
Comanche_Peak_U1 | 2 | 1
Comanche_Peak_U2 | 1 | 1
Comanche_Peak_U2 | 2 | 1
South_Texas_U1 | 1 | 1
South_Texas_U1 | 2 | 1
South_Texas_U2 | 1 | 1
South_Texas_U2 | 2 | 1
Anacacho_Wind | 1 | 1
Anacacho_Wind | 2 | 1
Barton_Chapel_Wind | 1 | 1
Barton_Chapel_Wind | 2 | 1
Blue_Summit_Wind_5 | 1 | 1
Blue_Summit_Wind_5 | 2 | 1
Blue_Summit_Wind_6 | 1 | 1
Blue_Summit_Wind_6 | 2 | 1
Bobcat_Bluff_Wind | 1 | 1
Bobcat_Bluff_Wind | 2 | 1
Briscoe_Wind_Farm | 1 | 1
Briscoe_Wind_Farm | 2 | 1
Buffalo_Gap_Wind_Farm_1 | 1 | 1
Buffalo_Gap_Wind_Farm_1 | 2 | 1
Buffalo_Gap_Wind_Farm_2_1 | 1 | 1
Buffalo_Gap_Wind_Farm_2_1 | 2 | 1
Buffalo_Gap_Wind_Farm_2_2 | 1 | 1
Buffalo_Gap_Wind_Farm_2_2 | 2 | 1
Buffalo_Gap_Wind_Farm_3 | 1 | 1
Buffalo_Gap_Wind_Farm_3 | 2 | 1
Bull_Creek_Wind_Plant_U1 | 1 | 1
Bull_Creek_Wind_Plant_U1 | 2 | 1
Bull_Creek_Wind_Plant_U2 | 1 | 1
Bull_Creek_Wind_Plant_U2 | 2 | 1
Callahan_Wind | 1 | 1
Callahan_Wind | 2 | 1
Camp_Springs_Wind_1 | 1 | 1
Camp_Springs_Wind_1 | 2 | 1
Camp_Springs_Wind_2 | 1 | 1
Camp_Springs_Wind_2 | 2 | 1
Capricorn_Ridge_Wind_1 | 1 | 1
Capricorn_Ridge_Wind_1 | 2 | 1
Capricorn_Ridge_Wind_2 | 1 | 1
Capricorn_Ridge_Wind_2 | 2 | 1
Capricorn_Ridge_Wind_3 | 1 | 1
Capricorn_Ridge_Wind_3 | 2 | 1
Capricorn_Ridge_Wind_4 | 1 | 1
Capricorn_Ridge_Wind_4 | 2 | 1
Cedro_Hill_Wind_1 | 1 | 1
Cedro_Hill_Wind_1 | 2 | 1
Cedro_Hill_Wind_2 | 1 | 1
Cedro_Hill_Wind_2 | 2 | 1
Champion_Wind_Farm | 1 | 1
Champion_Wind_Farm | 2 | 1
Desert_Sky_Wind_Farm_1 | 1 | 1
Desert_Sky_Wind_Farm_1 | 2 | 1
Desert_Sky_Wind_Farm_2 | 1 | 1
Desert_Sky_Wind_Farm_2 | 2 | 1
Elbow_Creek_Wind | 1 | 1
Elbow_Creek_Wind | 2 | 1
Forest_Creek_Wind_Farm | 1 | 1
Forest_Creek_Wind_Farm | 2 | 1
Goat_Wind | 1 | 1
Goat_Wind | 2 | 1
Goat_Wind_2 | 1 | 1
Goat_Wind_2 | 2 | 1
Goldthwaite_Wind_1 | 1 | 1
Goldthwaite_Wind_1 | 2 | 1
Grandview_1_(Conway)_GV1A | 1 | 1
Grandview_1_(Conway)_GV1A | 2 | 1
Grandview_1_(Conway)_GV1B | 1 | 1
Grandview_1_(Conway)_GV1B | 2 | 1
Green_Mountain_Wind_(Brazos)_U1 | 1 | 1
Green_Mountain_Wind_(Brazos)_U1 | 2 | 1
Green_Mountain_Wind_(Brazos)_U2 | 1 | 1
Green_Mountain_Wind_(Brazos)_U2 | 2 | 1
Green_Pastures_Wind_1 | 1 | 1
Green_Pastures_Wind_1 | 2 | 1
Green_Pastures_Wind_2 | 1 | 1
Green_Pastures_Wind_2 | 2 | 1
Hackberry_Wind_Farm | 1 | 1
Hackberry_Wind_Farm | 2 | 1
Hereford_Wind_G | 1 | 1
Hereford_Wind_G | 2 | 1
Hereford_Wind_V | 1 | 1
Hereford_Wind_V | 2 | 1
Horse_Hollow_Wind_1 | 1 | 1
Horse_Hollow_Wind_1 | 2 | 1
Horse_Hollow_Wind_2 | 1 | 1
Horse_Hollow_Wind_2 | 2 | 1
Horse_Hollow_Wind_3 | 1 | 1
Horse_Hollow_Wind_3 | 2 | 1
Horse_Hollow_Wind_4 | 1 | 1
Horse_Hollow_Wind_4 | 2 | 1
Inadale_Wind | 1 | 1
Inadale_Wind | 2 | 1
Indian_Mesa_Wind_Farm | 1 | 1
Indian_Mesa_Wind_Farm | 2 | 1
Javelina_Wind_Energy | 1 | 1
Javelina_Wind_Energy | 2 | 1
Jumbo_Road_Wind_1 | 1 | 1
Jumbo_Road_Wind_1 | 2 | 1
Jumbo_Road_Wind_2 | 1 | 1
Jumbo_Road_Wind_2 | 2 | 1
Keechi_Wind_138_KV_Joplin | 1 | 1
Keechi_Wind_138_KV_Joplin | 2 | 1
King_Mountain_Wind_NE | 1 | 1
King_Mountain_Wind_NE | 2 | 1
King_Mountain_Wind_NW | 1 | 1
King_Mountain_Wind_NW | 2 | 1
King_Mountain_Wind_SE | 1 | 1
King_Mountain_Wind_SE | 2 | 1
King_Mountain_Wind_SW | 1 | 1
King_Mountain_Wind_SW | 2 | 1
Langford_Wind_Power | 1 | 1
Langford_Wind_Power | 2 | 1
Logan's_Gap_Wind_I_U1 | 1 | 1
Logan's_Gap_Wind_I_U1 | 2 | 1
Logan's_Gap_Wind_I_U2 | 1 | 1
Logan's_Gap_Wind_I_U2 | 2 | 1
Lone_Star_Wind_1_(Mesquite) | 1 | 1
Lone_Star_Wind_1_(Mesquite) | 2 | 1
Lone_Star_Wind_2_(Post_Oak)_U1 | 1 | 1
Lone_Star_Wind_2_(Post_Oak)_U1 | 2 | 1
Lone_Star_Wind_2_(Post_Oak)_U2 | 1 | 1
Lone_Star_Wind_2_(Post_Oak)_U2 | 2 | 1
Longhorn_Wind_North_U1 | 1 | 1
Longhorn_Wind_North_U1 | 2 | 1
Longhorn_Wind_North_U2 | 1 | 1
Longhorn_Wind_North_U2 | 2 | 1
Loraine_Windpark_I | 1 | 1
Loraine_Windpark_I | 2 | 1
Loraine_Windpark_II | 1 | 1
Loraine_Windpark_II | 2 | 1
Loraine_Windpark_III | 1 | 1
Loraine_Windpark_III | 2 | 1
Loraine_Windpark_IV | 1 | 1
Loraine_Windpark_IV | 2 | 1
Los_Vientos_Wind_III | 1 | 1
Los_Vientos_Wind_III | 2 | 1
McAdoo_Wind_Farm | 1 | 1
McAdoo_Wind_Farm | 2 | 1
Mesquite_Creek_Wind_1 | 1 | 1
Mesquite_Creek_Wind_1 | 2 | 1
Mesquite_Creek_Wind_2 | 1 | 1
Mesquite_Creek_Wind_2 | 2 | 1
Miami_Wind_G1 | 1 | 1
Miami_Wind_G1 | 2 | 1
Miami_Wind_G2 | 1 | 1
Miami_Wind_G2 | 2 | 1
Notrees_Wind_Farm_1 | 1 | 1
Notrees_Wind_Farm_1 | 2 | 1
Notrees_Wind_Farm_2 | 1 | 1
Notrees_Wind_Farm_2 | 2 | 1
Ocotillo_Wind_Farm | 1 | 1
Ocotillo_Wind_Farm | 2 | 1
Panhandle_Wind_1_U1 | 1 | 1
Panhandle_Wind_1_U1 | 2 | 1
Panhandle_Wind_1_U2 | 1 | 1
Panhandle_Wind_1_U2 | 2 | 1
Panhandle_Wind_2_U1 | 1 | 1
Panhandle_Wind_2_U1 | 2 | 1
Panhandle_Wind_2_U2 | 1 | 1
Panhandle_Wind_2_U2 | 2 | 1
Panther_Creek_1 | 1 | 1
Panther_Creek_1 | 2 | 1
Panther_Creek_2 | 1 | 1
Panther_Creek_2 | 2 | 1
Panther_Creek_3 | 1 | 1
Panther_Creek_3 | 2 | 1
Pecos_Wind_(Woodward_1) | 1 | 1
Pecos_Wind_(Woodward_1) | 2 | 1
Pecos_Wind_(Woodward_2) | 1 | 1
Pecos_Wind_(Woodward_2) | 2 | 1
Pyron_Wind_Farm | 1 | 1
Pyron_Wind_Farm | 2 | 1
Rattlesnake_Den_Wind_1_G1 | 1 | 1
Rattlesnake_Den_Wind_1_G1 | 2 | 1
Rattlesnake_Den_Wind_1_G2 | 1 | 1
Rattlesnake_Den_Wind_1_G2 | 2 | 1
Red_Canyon_Wind | 1 | 1
Red_Canyon_Wind | 2 | 1
Roscoe_Wind_Farm | 1 | 1
Roscoe_Wind_Farm | 2 | 1
Route_66_Wind | 1 | 1
Route_66_Wind | 2 | 1
Sand_Bluff_Wind_Farm | 1 | 1
Sand_Bluff_Wind_Farm | 2 | 1
Senate_Wind | 1 | 1
Senate_Wind | 2 | 1
Shannon_Wind | 1 | 1
Shannon_Wind | 2 | 1
Sherbino_1_Wind | 1 | 1
Sherbino_1_Wind | 2 | 1
Sherbino_2_Wind | 1 | 1
Sherbino_2_Wind | 2 | 1
Silver_Star_Wind | 1 | 1
Silver_Star_Wind | 2 | 1
Snyder_Wind_Farm | 1 | 1
Snyder_Wind_Farm | 2 | 1
South_Plains_Wind_1 | 1 | 1
South_Plains_Wind_1 | 2 | 1
South_Plains_Wind_2 | 1 | 1
South_Plains_Wind_2 | 2 | 1
South_Trent_Wind_Farm | 1 | 1
South_Trent_Wind_Farm | 2 | 1
Spinning_Spur_3_Wind_1 | 1 | 1
Spinning_Spur_3_Wind_1 | 2 | 1
Spinning_Spur_3_Wind_2 | 1 | 1
Spinning_Spur_3_Wind_2 | 2 | 1
Spinning_Spur_Wind_Two | 1 | 1
Spinning_Spur_Wind_Two | 2 | 1
Stanton_Wind_Energy | 1 | 1
Stanton_Wind_Energy | 2 | 1
Stephens_Ranch_Wind_1 | 1 | 1
Stephens_Ranch_Wind_1 | 2 | 1
Stephens_Ranch_Wind_2 | 1 | 1
Stephens_Ranch_Wind_2 | 2 | 1
Sweetwater_Wind_1 | 1 | 1
Sweetwater_Wind_1 | 2 | 1
Sweetwater_Wind_2A | 1 | 1
Sweetwater_Wind_2A | 2 | 1
Sweetwater_Wind_2B | 1 | 1
Sweetwater_Wind_2B | 2 | 1
Sweetwater_Wind_3A | 1 | 1
Sweetwater_Wind_3A | 2 | 1
Sweetwater_Wind_3B | 1 | 1
Sweetwater_Wind_3B | 2 | 1
Sweetwater_Wind_4-4A | 1 | 1
Sweetwater_Wind_4-4A | 2 | 1
Sweetwater_Wind_4-4B | 1 | 1
Sweetwater_Wind_4-4B | 2 | 1
Sweetwater_Wind_4-5 | 1 | 1
Sweetwater_Wind_4-5 | 2 | 1
Texas_Big_Spring_Wind_A | 1 | 1
Texas_Big_Spring_Wind_A | 2 | 1
Texas_Big_Spring_Wind_B | 1 | 1
Texas_Big_Spring_Wind_B | 2 | 1
Trent_Wind_Farm | 1 | 1
Trent_Wind_Farm | 2 | 1
Trinity_Hills_Wind_1 | 1 | 1
Trinity_Hills_Wind_1 | 2 | 1
Trinity_Hills_Wind_2 | 1 | 1
Trinity_Hills_Wind_2 | 2 | 1
TSTC_West_Texas_Wind | 1 | 1
TSTC_West_Texas_Wind | 2 | 1
Turkey_Track_Wind_Energy_Center | 1 | 1
Turkey_Track_Wind_Energy_Center | 2 | 1
West_Texas_Wind_Energy | 1 | 1
West_Texas_Wind_Energy | 2 | 1
Whirlwind_Energy | 1 | 1
Whirlwind_Energy | 2 | 1
Whitetail_Wind_Energy | 1 | 1
Whitetail_Wind_Energy | 2 | 1
Windthorst_2 | 1 | 1
Windthorst_2 | 2 | 1
WKN_Mozart_Wind | 1 | 1
WKN_Mozart_Wind | 2 | 1
Wolf_Flats_Wind_(Wind_Mgt) | 1 | 1
Wolf_Flats_Wind_(Wind_Mgt) | 2 | 1
Wolf_Ridge_Wind | 1 | 1
Wolf_Ridge_Wind | 2 | 1
Cameron_Wind | 1 | 1
Cameron_Wind | 2 | 1
Gulf_Wind_I | 1 | 1
Gulf_Wind_I | 2 | 1
Gulf_Wind_II | 1 | 1
Gulf_Wind_II | 2 | 1
Harbor_Wind | 1 | 1
Harbor_Wind | 2 | 1
Los_Vientos_Wind_I | 1 | 1
Los_Vientos_Wind_I | 2 | 1
Los_Vientos_Wind_II | 1 | 1
Los_Vientos_Wind_II | 2 | 1
Magic_Valley_Wind_(Redfish)_1A | 1 | 1
Magic_Valley_Wind_(Redfish)_1A | 2 | 1
Magic_Valley_Wind_(Redfish)_1B | 1 | 1
Magic_Valley_Wind_(Redfish)_1B | 2 | 1
Papalote_Creek_Wind_Farm | 1 | 1
Papalote_Creek_Wind_Farm | 2 | 1
Papalote_Creek_Wind_Farm_II | 1 | 1
Papalote_Creek_Wind_Farm_II | 2 | 1
Penascal_Wind_1 | 1 | 1
Penascal_Wind_1 | 2 | 1
Penascal_Wind_2 | 1 | 1
Penascal_Wind_2 | 2 | 1
Penascal_Wind_3 | 1 | 1
Penascal_Wind_3 | 2 | 1