## periods.tab
INVESTMENT_PERIOD | period_start | period_end
2020 | 2017 | 2026

## timeseries.tab
TIMESERIES | ts_period | ts_duration_of_tp | ts_num_tps | ts_scale_to_period
2020_all | 2020 | 12 | 2 | 3652.5

## timepoints.tab
timepoint_id | timestamp | timeseries
1 | 2025011512 | 2020_all
2 | 2025011600 | 2020_all

## financials.dat
param base_financial_year := 2015;
param interest_rate := .07;
param discount_rate := .05;

## load_zones.tab
LOAD_ZONE | dbid | existing_local_td | local_td_annual_cost_per_mw
AEN | . | . | .
North | . | . | .
Houston | . | . | .
CPS | . | . | .
South | . | . | .
LCRA | . | . | .
West | . | . | .
RCEC | . | . | .

## loads.tab
LOAD_ZONE | TIMEPOINT | zone_demand_mw
AEN | 1 | 1070.55
AEN | 2 | 535.275
North | 1 | 17118.05
North | 2 | 8559.025
Houston | 1 | 8356.45
Houston | 2 | 4178.225
CPS | 1 | 1100.9
CPS | 2 | 550.45
South | 1 | 9545.1
South | 2 | 4772.55
LCRA | 1 | 1565.4
LCRA | 2 | 782.7
West | 1 | 7846.05
West | 2 | 3923.025
RCEC | 1 | 40
RCEC | 2 | 20

## non_fuel_energy_sources.tab
energy_source
Wind
Wind-C
Solar
Geothermal
Water
Electricity
Storage

## fuels.tab
fuel | co2_intensity | upstream_co2_intensity
Biogas | 0 | 0
Biomass | 0 | 0
Coal-Lig | 0.097704 | 0.01302
Coal-Sub | 0.097205 | 0.01302
Hydro | 0 | 0
NG | 0.05307 | 0.02469
Uranium | 0 | 0

## generation_projects_info.tab
GENERATION_PROJECT | gen_tech | gen_load_zone | gen_connect_cost_per_mw | gen_full_load_heat_rate | gen_variable_om | gen_max_age | gen_is_variable | gen_is_baseload | gen_energy_source
Austin_Area_LFG | Biogas_IC | AEN | . | 9.8 | 2.49 | 100 | 0 | 0 | Biogas
Dallas-Fort_Worth_Area_LFG | Biogas_IC | North | . | 9.8 | 2.49 | 100 | 0 | 0 | Biogas
Houston_Area_LFG | Biogas_IC | Houston | . | 9.8 | 2.49 | 100 | 0 | 0 | Biogas
San_Antonio_Area_LFG | Biogas_IC | CPS | . | 9.8 | 2.49 | 100 | 0 | 0 | Biogas
Lufkin_Biomass | Biomass_ST | North | . | 9.894 | 2.49 | 100 | 0 | 0 | Biomass
Nacogdoches_Power | Biomass_ST | North | . | 9.894 | 2.49 | 100 | 0 | 0 | Biomass
Limestone_2 | Coal-Lig_ST | North | . | 9.578 | 6.33 | 100 | 0 | 0 | Coal-Lig
Oak_Grove_SES_Unit_1 | Coal-Lig_ST | North | . | 9.3441 | 6.33 | 100 | 0 | 0 | Coal-Lig
Oak_Grove_SES_Unit_2 | Coal-Lig_ST | North | . | 9.3051 | 6.33 | 100 | 0 | 0 | Coal-Lig
Sandow_U4 | Coal-Lig_ST | South | . | 9.323 | 6.33 | 100 | 0 | 0 | Coal-Lig
Big_Brown_1 | Coal-Lig_ST | North | . | 10.7438 | 6.33 | 100 | 0 | 0 | Coal-Lig
Martin_Lake_1 | Coal-Lig_ST | North | . | 11.1292 | 6.33 | 100 | 0 | 0 | Coal-Lig
Martin_Lake_2 | Coal-Lig_ST | North | . | 11.0635 | 6.33 | 100 | 0 | 0 | Coal-Lig
Monticello_U2 | Coal-Lig_ST | North | . | 10.949 | 6.33 | 100 | 0 | 0 | Coal-Lig
San_Miguel_1 | Coal-Lig_ST | South | . | 12.1791 | 6.33 | 100 | 0 | 0 | Coal-Lig
Sandow_U5 | Coal-Lig_ST | South | . | 11.118 | 6.33 | 100 | 0 | 0 | Coal-Lig
Twin_Oaks_1 | Coal-Lig_ST | North | . | 10.8873 | 6.33 | 100 | 0 | 0 | Coal-Lig
Twin_Oaks_2 | Coal-Lig_ST | North | . | 10.8384 | 6.33 | 100 | 0 | 0 | Coal-Lig
Big_Brown_2 | Coal-Sub_ST | North | . | 10.6841 | 6.33 | 100 | 0 | 0 | Coal-Sub
Coleto_Creek | Coal-Sub_ST | South | . | 10.1633 | 6.33 | 100 | 0 | 0 | Coal-Sub
Fayette_Power_Project_1 | Coal-Sub_ST | AEN | . | 10.6921 | 6.33 | 100 | 0 | 0 | Coal-Sub
Fayette_Power_Project_2 | Coal-Sub_ST | LCRA | . | 10.7101 | 6.33 | 100 | 0 | 0 | Coal-Sub
Fayette_Power_Project_3 | Coal-Sub_ST | LCRA | . | 10.6727 | 6.33 | 100 | 0 | 0 | Coal-Sub
Gibbons_Creek_1 | Coal-Sub_ST | North | . | 9.99 | 6.33 | 100 | 0 | 0 | Coal-Sub
J_K_Spruce_1 | Coal-Sub_ST | CPS | . | 10.8218 | 6.33 | 100 | 0 | 0 | Coal-Sub
J_K_Spruce_2 | Coal-Sub_ST | CPS | . | 10.8005 | 6.33 | 100 | 0 | 0 | Coal-Sub
Limestone_1 | Coal-Sub_ST | North | . | 9.6431 | 6.33 | 100 | 0 | 0 | Coal-Sub
Oklaunion_1 | Coal-Sub_ST | West | . | 10.6341 | 6.33 | 100 | 0 | 0 | Coal-Sub
W_A_Parish_5 | Coal-Sub_ST | Houston | . | 10.4134 | 6.33 | 100 | 0 | 0 | Coal-Sub
W_A_Parish_6 | Coal-Sub_ST | Houston | . | 10.3491 | 6.33 | 100 | 0 | 0 | Coal-Sub
W_A_Parish_7 | Coal-Sub_ST | Houston | . | 10.3535 | 6.33 | 100 | 0 | 0 | Coal-Sub
W_A_Parish_8 | Coal-Sub_ST | Houston | . | 10.3486 | 6.33 | 100 | 0 | 0 | Coal-Sub
J_T_Deely_1 | Coal-Sub_ST | CPS | . | 14.0558 | 6.33 | 100 | 0 | 0 | Coal-Sub
J_T_Deely_2 | Coal-Sub_ST | CPS | . | 14.0929 | 6.33 | 100 | 0 | 0 | Coal-Sub
Martin_Lake_3 | Coal-Sub_ST | North | . | 11.0769 | 6.33 | 100 | 0 | 0 | Coal-Sub
Monticello_U1 | Coal-Sub_ST | North | . | 10.926 | 6.33 | 100 | 0 | 0 | Coal-Sub
Monticello_U3 | Coal-Sub_ST | North | . | 10.9358 | 6.33 | 100 | 0 | 0 | Coal-Sub
Sandy_Creek_1 | Coal-Sub_ST | North | . | 9.3348 | 6.33 | 100 | 0 | 0 | Coal-Sub
Hydro_LCRA_LZ | Hydro_HYDRO | LCRA | . | 10 | 1.74 | 100 | 0 | 0 | Hydro
Hydro_North_LZ | Hydro_HYDRO | North | . | 10 | 1.74 | 100 | 0 | 0 | Hydro
Hydro_RCEC_LZ | Hydro_HYDRO | RCEC | . | 10 | 1.74 | 100 | 0 | 0 | Hydro
Hydro_South_LZ | Hydro_HYDRO | South | . | 10 | 1.74 | 100 | 0 | 0 | Hydro
Hydro_West_LZ | Hydro_HYDRO | West | . | 10 | 1.74 | 100 | 0 | 0 | Hydro
Arthur_Von_Rosenberg_1 | NG_CCGT | South | . | 8.017 | 4.73 | 100 | 0 | 0 | NG
B_M_Davis_3 | NG_CCGT | South | . | 8.3181 | 4.73 | 100 | 0 | 0 | NG
Bastrop_Energy_Center_1 | NG_CCGT | South | . | 8.0662 | 4.73 | 100 | 0 | 0 | NG
Bosque_County_CC_1 | NG_CCGT | North | . | 7.5 | 4.73 | 100 | 0 | 0 | NG
Bosque_County_CC_2 | NG_CCGT | North | . | 7.4128 | 4.73 | 100 | 0 | 0 | NG
Brazos_Valley_1 | NG_CCGT | Houston | . | 7.8233 | 4.73 | 100 | 0 | 0 | NG
Cedar_Bayou_4 | NG_CCGT | Houston | . | 7.0409 | 4.73 | 100 | 0 | 0 | NG
Colorado_Bend_Energy_Center_1 | NG_CCGT | Houston | . | 7.4157 | 4.73 | 100 | 0 | 0 | NG
Colorado_Bend_Energy_Center_2 | NG_CCGT | Houston | . | 7.3493 | 4.73 | 100 | 0 | 0 | NG
Ennis_Power_Station_1 | NG_CCGT | North | . | 6.6783 | 4.73 | 100 | 0 | 0 | NG
Ferguson_Replacement | NG_CCGT | LCRA | . | 7.05 | 4.73 | 100 | 0 | 0 | NG
Forney_Energy_Center_1 | NG_CCGT | North | . | 7.3655 | 4.73 | 100 | 0 | 0 | NG
Forney_Energy_Center_2 | NG_CCGT | North | . | 7.3579 | 4.73 | 100 | 0 | 0 | NG
Freestone_Energy_Center_1 | NG_CCGT | North | . | 7.5202 | 4.73 | 100 | 0 | 0 | NG
Frontera_1 | NG_CCGT | South | . | 6.8399 | 4.73 | 100 | 0 | 0 | NG
Guadalupe_Generating_Station_1 | NG_CCGT | South | . | 7.4333 | 4.73 | 100 | 0 | 0 | NG
Hays_Energy_Facility_1 | NG_CCGT | South | . | 7.7503 | 4.73 | 100 | 0 | 0 | NG
Hidalgo_1 | NG_CCGT | South | . | 7.1673 | 4.73 | 100 | 0 | 0 | NG
Jack_County_Generation_Facility_1 | NG_CCGT | North | . | 8.7516 | 4.73 | 100 | 0 | 0 | NG
Jack_County_Generation_Facility_2 | NG_CCGT | North | . | 7.05 | 4.73 | 100 | 0 | 0 | NG
Johnson_County | NG_CCGT | North | . | 8.3677 | 4.73 | 100 | 0 | 0 | NG
Lamar_Power_Project_1 | NG_CCGT | North | . | 7.24 | 4.73 | 100 | 0 | 0 | NG
Lost_Pines_1 | NG_CCGT | LCRA | . | 7.6506 | 4.73 | 100 | 0 | 0 | NG
Magic_Valley_Station | NG_CCGT | South | . | 7.326 | 4.73 | 100 | 0 | 0 | NG
Midlothian_1 | NG_CCGT | North | . | 8.0736 | 4.73 | 100 | 0 | 0 | NG
Midlothian_2 | NG_CCGT | North | . | 7.6391 | 4.73 | 100 | 0 | 0 | NG
Nueces_Bay_8 | NG_CCGT | South | . | 8.2305 | 4.73 | 100 | 0 | 0 | NG
Odessa_Ector_Generating_Station_1 | NG_CCGT | West | . | 6.8262 | 4.73 | 100 | 0 | 0 | NG
Panda_Sherman | NG_CCGT | North | . | 7.05 | 4.73 | 100 | 0 | 0 | NG
Panda_Temple_1 | NG_CCGT | North | . | 7.05 | 4.73 | 100 | 0 | 0 | NG
Panda_Temple_II_CTG1 | NG_CCGT | North | . | 7.05 | 4.73 | 100 | 0 | 0 | NG
Panda_Temple_II_CTG2 | NG_CCGT | North | . | 7.05 | 4.73 | 100 | 0 | 0 | NG
Panda_Temple_II_STG | NG_CCGT | North | . | 7.05 | 4.73 | 100 | 0 | 0 | NG
Paris_Energy_Center_1 | NG_CCGT | North | . | 7.3955 | 4.73 | 100 | 0 | 0 | NG
Quail_Run_Energy_1 | NG_CCGT | West | . | 6.5 | 4.73 | 100 | 0 | 0 | NG
Rio_Nogales_1 | NG_CCGT | South | . | 8.0501 | 4.73 | 100 | 0 | 0 | NG
Sam_Rayburn_10 | NG_CCGT | South | . | 7.5906 | 4.73 | 100 | 0 | 0 | NG
Sand_Hill_Energy_Center_5a | NG_CCGT | AEN | . | 8.069 | 4.73 | 100 | 0 | 0 | NG
Silas_Ray_9 | NG_CCGT | South | . | 10.075 | 4.73 | 100 | 0 | 0 | NG
T_H_Wharton_3 | NG_CCGT | Houston | . | 9.4405 | 4.73 | 100 | 0 | 0 | NG
T_H_Wharton_4 | NG_CCGT | Houston | . | 8.922 | 4.73 | 100 | 0 | 0 | NG
Tenaska_Frontier_Station | NG_CCGT | Houston | . | 7.3072 | 4.73 | 100 | 0 | 0 | NG
Tenaska_Gateway_Station | NG_CCGT | North | . | 7.2 | 4.73 | 100 | 0 | 0 | NG
Tenaska_Kiamichi_Station_1 | NG_CCGT | North | . | 7.3449 | 4.73 | 100 | 0 | 0 | NG
Tenaska_Kiamichi_Station_2 | NG_CCGT | North | . | 7.3449 | 4.73 | 100 | 0 | 0 | NG
Victoria_Power_Station | NG_CCGT | South | . | 8.8442 | 4.73 | 100 | 0 | 0 | NG
Wise_County_Power_LP | NG_CCGT | North | . | 7.5959 | 4.73 | 100 | 0 | 0 | NG
Wolf_Hollow_Power_Proj_1 | NG_CCGT | North | . | 7.9105 | 4.73 | 100 | 0 | 0 | NG
Baytown_Energy_Center | NG_CCGT-CHP | Houston | . | 9.3471 | 4.73 | 100 | 0 | 0 | NG
C_R_Wing_Cogen_Plant | NG_CCGT-CHP | West | . | 8.0337 | 4.73 | 100 | 0 | 0 | NG
Channel_Energy_Center | NG_CCGT-CHP | Houston | . | 9.2277 | 4.73 | 100 | 0 | 0 | NG
Channelview_Cogen_Plant | NG_CCGT-CHP | Houston | . | 6.6136 | 4.73 | 100 | 0 | 0 | NG
Clear_Lake_Cogeneration_Ltd | NG_CCGT-CHP | Houston | . | 8.0961 | 4.73 | 100 | 0 | 0 | NG
Corpus_Christi_Energy_Center | NG_CCGT-CHP | South | . | 7.2634 | 4.73 | 100 | 0 | 0 | NG
Deer_Park_Energy_Center_1 | NG_CCGT-CHP | Houston | . | 6.0432 | 4.73 | 100 | 0 | 0 | NG
Freeport_Energy_Center | NG_CCGT-CHP | Houston | . | 8.017 | 4.73 | 100 | 0 | 0 | NG
Green_Power_2 | NG_CCGT-CHP | Houston | . | 12.251 | 13.41 | 100 | 0 | 0 | NG
Gregory_Power_Facility | NG_CCGT-CHP | South | . | 7.2618 | 4.73 | 100 | 0 | 0 | NG
Houston_Chemical_Complex_Battleground | NG_CCGT-CHP | Houston | . | 9.5 | 4.73 | 100 | 0 | 0 | NG
Ingleside_Cogeneration | NG_CCGT-CHP | South | . | 8 | 4.73 | 100 | 0 | 0 | NG
Optim_Energy_Altura_Cogen | NG_CCGT-CHP | Houston | . | 11.783 | 4.73 | 100 | 0 | 0 | NG
Oyster_Creek_Unit_VIII | NG_CCGT-CHP | Houston | . | 10.753 | 4.73 | 100 | 0 | 0 | NG
Pasadena_Cogeneration | NG_CCGT-CHP | Houston | . | 7.5542 | 4.73 | 100 | 0 | 0 | NG
Texas_City_1 | NG_CCGT-CHP | Houston | . | 14.4847 | 4.73 | 100 | 0 | 0 | NG
Wichita_Falls_Cogeneration_Plant | NG_CCGT-CHP | West | . | 7.241 | 4.73 | 100 | 0 | 0 | NG
Greenville_Powerlane_IC1 | NG_IC | North | . | 9.8329 | 4.73 | 100 | 0 | 0 | NG
Greenville_Powerlane_IC2 | NG_IC | North | . | 9.7613 | 4.73 | 100 | 0 | 0 | NG
Greenville_Powerlane_IC3 | NG_IC | North | . | 9.8285 | 4.73 | 100 | 0 | 0 | NG
Pearsall_IC_Engine_Plant_A | NG_IC | South | . | 9.7841 | 4.73 | 100 | 0 | 0 | NG
Pearsall_IC_Engine_Plant_B | NG_IC | South | . | 9.7891 | 4.73 | 100 | 0 | 0 | NG
Pearsall_IC_Engine_Plant_C | NG_IC | South | . | 9.7942 | 4.73 | 100 | 0 | 0 | NG
Pearsall_IC_Engine_Plant_D | NG_IC | South | . | 9.7877 | 4.73 | 100 | 0 | 0 | NG
Bryan_Atkins_7 | NG_OCGT | North | . | 14.4514 | 13.41 | 100 | 0 | 0 | NG
Dansby_2 | NG_OCGT | North | . | 10.5843 | 13.41 | 100 | 0 | 0 | NG
Dansby_3 | NG_OCGT | North | . | 9.4699 | 13.41 | 100 | 0 | 0 | NG
Decker_Creek_G1 | NG_OCGT | AEN | . | 9.5 | 15.43 | 100 | 0 | 0 | NG
Decker_Creek_G2 | NG_OCGT | AEN | . | 9.5 | 15.43 | 100 | 0 | 0 | NG
Decker_Creek_G3 | NG_OCGT | AEN | . | 9.5 | 15.43 | 100 | 0 | 0 | NG
Decker_Creek_G4 | NG_OCGT | AEN | . | 9.5 | 15.43 | 100 | 0 | 0 | NG
DeCordova_1 | NG_OCGT | North | . | 9.85 | 13.41 | 100 | 0 | 0 | NG
DeCordova_2 | NG_OCGT | North | . | 9.85 | 15.43 | 100 | 0 | 0 | NG
DeCordova_3 | NG_OCGT | North | . | 9.85 | 15.43 | 100 | 0 | 0 | NG
DeCordova_4 | NG_OCGT | North | . | 9.85 | 15.43 | 100 | 0 | 0 | NG
Ector_County_Energy | NG_OCGT | West | . | 9.983 | 4.73 | 100 | 0 | 0 | NG
ExTex_La_Porte_Power_Station_AirPro_1 | NG_OCGT | Houston | . | 9.25 | 13.41 | 100 | 0 | 0 | NG
ExTex_La_Porte_Power_Station_AirPro_2 | NG_OCGT | Houston | . | 9.25 | 13.41 | 100 | 0 | 0 | NG
ExTex_La_Porte_Power_Station_AirPro_3 | NG_OCGT | Houston | . | 9.25 | 13.41 | 100 | 0 | 0 | NG
ExTex_La_Porte_Power_Station_AirPro_4 | NG_OCGT | Houston | . | 9.25 | 13.41 | 100 | 0 | 0 | NG
Greens_Bayou_73 | NG_OCGT | Houston | . | 10.268 | 13.41 | 100 | 0 | 0 | NG
Greens_Bayou_74 | NG_OCGT | Houston | . | 10.268 | 13.41 | 100 | 0 | 0 | NG
Greens_Bayou_81 | NG_OCGT | Houston | . | 10.268 | 13.41 | 100 | 0 | 0 | NG
Greens_Bayou_82 | NG_OCGT | Houston | . | 10.268 | 13.41 | 100 | 0 | 0 | NG
Greens_Bayou_83 | NG_OCGT | Houston | . | 10.268 | 13.41 | 100 | 0 | 0 | NG
Greens_Bayou_84 | NG_OCGT | Houston | . | 10.268 | 13.41 | 100 | 0 | 0 | NG
Laredo_Peaking_4 | NG_OCGT | South | . | 10.056 | 4.73 | 100 | 0 | 0 | NG
Laredo_Peaking_5 | NG_OCGT | South | . | 10.056 | 4.73 | 100 | 0 | 0 | NG
Leon_Creek_Peaking_1 | NG_OCGT | South | . | 9.888 | 13.41 | 100 | 0 | 0 | NG
Leon_Creek_Peaking_2 | NG_OCGT | South | . | 9.888 | 13.41 | 100 | 0 | 0 | NG
Leon_Creek_Peaking_3 | NG_OCGT | South | . | 9.888 | 4.73 | 100 | 0 | 0 | NG
Leon_Creek_Peaking_4 | NG_OCGT | South | . | 9.888 | 4.73 | 100 | 0 | 0 | NG
Morgan_Creek_1 | NG_OCGT | West | . | 10.173 | 13.41 | 100 | 0 | 0 | NG
Morgan_Creek_2 | NG_OCGT | West | . | 10.173 | 13.41 | 100 | 0 | 0 | NG
Morgan_Creek_3 | NG_OCGT | West | . | 10.173 | 13.41 | 100 | 0 | 0 | NG
Morgan_Creek_4 | NG_OCGT | West | . | 10.173 | 13.41 | 100 | 0 | 0 | NG
Morgan_Creek_5 | NG_OCGT | West | . | 10.173 | 13.41 | 100 | 0 | 0 | NG
Morgan_Creek_6 | NG_OCGT | West | . | 10.173 | 13.41 | 100 | 0 | 0 | NG
Permian_Basin_1 | NG_OCGT | West | . | 10.173 | 4.73 | 100 | 0 | 0 | NG
Permian_Basin_2 | NG_OCGT | West | . | 10.173 | 4.73 | 100 | 0 | 0 | NG
Permian_Basin_3 | NG_OCGT | West | . | 10.173 | 4.73 | 100 | 0 | 0 | NG
Permian_Basin_4 | NG_OCGT | West | . | 10.078 | 4.73 | 100 | 0 | 0 | NG
Permian_Basin_5 | NG_OCGT | West | . | 10.078 | 4.73 | 100 | 0 | 0 | NG
R_W_Miller_4 | NG_OCGT | North | . | 13.4 | 13.41 | 100 | 0 | 0 | NG
R_W_Miller_5 | NG_OCGT | North | . | 12.8735 | 13.41 | 100 | 0 | 0 | NG
Ray_Olinger_4 | NG_OCGT | North | . | 13.892 | 15.43 | 100 | 0 | 0 | NG
Sam_Rayburn_GT_1 | NG_OCGT | South | . | 14.5715 | 15.43 | 100 | 0 | 0 | NG
Sam_Rayburn_GT_2 | NG_OCGT | South | . | 14.5027 | 15.43 | 100 | 0 | 0 | NG
San_Jacinto_SES_CTG_1 | NG_OCGT | Houston | . | 13.4883 | 4.73 | 100 | 0 | 0 | NG
San_Jacinto_SES_CTG_2 | NG_OCGT | Houston | . | 13.5669 | 4.73 | 100 | 0 | 0 | NG
Sand_Hill_Energy_Center_GT_1 | NG_OCGT | AEN | . | 9.888 | 4.73 | 100 | 0 | 0 | NG
Sand_Hill_Energy_Center_GT_2 | NG_OCGT | AEN | . | 9.888 | 4.73 | 100 | 0 | 0 | NG
Sand_Hill_Energy_Center_GT_3 | NG_OCGT | AEN | . | 9.888 | 4.73 | 100 | 0 | 0 | NG
Sand_Hill_Energy_Center_GT_4 | NG_OCGT | AEN | . | 9.888 | 4.73 | 100 | 0 | 0 | NG
Sand_Hill_Energy_Center_GT_6 | NG_OCGT | AEN | . | 9.888 | 4.73 | 100 | 0 | 0 | NG
Sand_Hill_Energy_Center_GT_7 | NG_OCGT | AEN | . | 9.888 | 4.73 | 100 | 0 | 0 | NG
Silas_Ray_10 | NG_OCGT | South | . | 9.888 | 4.73 | 100 | 0 | 0 | NG
T_H_Wharton_G_1 | NG_OCGT | Houston | . | 10.268 | 13.41 | 100 | 0 | 0 | NG
T_H_Wharton_GT_51 | NG_OCGT | Houston | . | 9.983 | 13.41 | 100 | 0 | 0 | NG
T_H_Wharton_GT_52 | NG_OCGT | Houston | . | 9.983 | 13.41 | 100 | 0 | 0 | NG
T_H_Wharton_GT_53 | NG_OCGT | Houston | . | 9.983 | 13.41 | 100 | 0 | 0 | NG
T_H_Wharton_GT_54 | NG_OCGT | Houston | . | 9.983 | 13.41 | 100 | 0 | 0 | NG
T_H_Wharton_GT_55 | NG_OCGT | Houston | . | 9.983 | 13.41 | 100 | 0 | 0 | NG
T_H_Wharton_GT_56 | NG_OCGT | Houston | . | 9.983 | 13.41 | 100 | 0 | 0 | NG
V_H_Braunig_5 | NG_OCGT | South | . | 9.894 | 4.73 | 100 | 0 | 0 | NG
V_H_Braunig_6 | NG_OCGT | South | . | 9.894 | 4.73 | 100 | 0 | 0 | NG
V_H_Braunig_7 | NG_OCGT | South | . | 9.894 | 4.73 | 100 | 0 | 0 | NG
V_H_Braunig_8 | NG_OCGT | South | . | 9.894 | 4.73 | 100 | 0 | 0 | NG
W_A_Parish_Petra_Nova | NG_OCGT | Houston | . | 9.983 | 4.73 | 100 | 0 | 0 | NG
W_A_Parish_T1 | NG_OCGT | Houston | . | 14.4666 | 15.43 | 100 | 0 | 0 | NG
Winchester_Power_Park_1 | NG_OCGT | LCRA | . | 9.4746 | 13.41 | 100 | 0 | 0 | NG
Winchester_Power_Park_2 | NG_OCGT | LCRA | . | 9.4538 | 13.41 | 100 | 0 | 0 | NG
Winchester_Power_Park_3 | NG_OCGT | LCRA | . | 9.4659 | 13.41 | 100 | 0 | 0 | NG
Winchester_Power_Park_4 | NG_OCGT | LCRA | . | 9.5083 | 13.41 | 100 | 0 | 0 | NG
Bayou_Cogen_Plant | NG_OCGT-CHP | Houston | . | 9.9267 | 4.73 | 100 | 0 | 0 | NG
BP_Chemicals_Green_Lake_Plant | NG_OCGT-CHP | South | . | 11.5 | 4.73 | 100 | 0 | 0 | NG
Equistar_Corpus_Christi | NG_OCGT-CHP | South | . | 8.5 | 4.73 | 100 | 0 | 0 | NG
ExxonMobil_Baytown_Refinery | NG_OCGT-CHP | Houston | . | 14.4514 | 4.73 | 100 | 0 | 0 | NG
Sweeny_Cogen_Facility | NG_OCGT-CHP | Houston | . | 9 | 4.73 | 100 | 0 | 0 | NG
Texas_Gulf_Sulphur_(New_Gulf) | NG_OCGT-CHP | Houston | . | 14.5532 | 15.43 | 100 | 0 | 0 | NG
Victoria_Texas_Plant | NG_OCGT-CHP | South | . | 9 | 4.73 | 100 | 0 | 0 | NG
B_M_Davis_1 | NG_ST | South | . | 10.5 | 4.73 | 100 | 0 | 0 | NG
Cedar_Bayou_1 | NG_ST | Houston | . | 10.2646 | 4.73 | 100 | 0 | 0 | NG
Cedar_Bayou_2 | NG_ST | Houston | . | 10.271 | 4.73 | 100 | 0 | 0 | NG
Dansby_1 | NG_ST | North | . | 11.435 | 4.73 | 100 | 0 | 0 | NG
Decker_Creek_1 | NG_ST | AEN | . | 10.4063 | 4.73 | 100 | 0 | 0 | NG
Decker_Creek_2 | NG_ST | AEN | . | 10.7252 | 4.73 | 100 | 0 | 0 | NG
Graham_1 | NG_ST | West | . | 11.9416 | 4.73 | 100 | 0 | 0 | NG
Graham_2 | NG_ST | West | . | 11.9372 | 4.73 | 100 | 0 | 0 | NG
Greens_Bayou_5 | NG_ST | Houston | . | 13.46 | 4.73 | 100 | 0 | 0 | NG
Handley_3 | NG_ST | North | . | 13.692 | 4.73 | 100 | 0 | 0 | NG
Handley_4 | NG_ST | North | . | 13.692 | 4.73 | 100 | 0 | 0 | NG
Handley_5 | NG_ST | North | . | 13.692 | 4.73 | 100 | 0 | 0 | NG
Lake_Hubbard_1 | NG_ST | North | . | 12.162 | 4.73 | 100 | 0 | 0 | NG
Lake_Hubbard_2 | NG_ST | North | . | 12.1047 | 4.73 | 100 | 0 | 0 | NG
Mountain_Creek_6 | NG_ST | North | . | 10.8258 | 4.73 | 100 | 0 | 0 | NG
Mountain_Creek_7 | NG_ST | North | . | 11.519 | 4.73 | 100 | 0 | 0 | NG
Mountain_Creek_8 | NG_ST | North | . | 10 | 4.73 | 100 | 0 | 0 | NG
O_W_Sommers_1 | NG_ST | South | . | 12.0575 | 4.73 | 100 | 0 | 0 | NG
O_W_Sommers_2 | NG_ST | South | . | 10.4769 | 4.73 | 100 | 0 | 0 | NG
Pearsall_1 | NG_ST | South | . | 14.5 | 4.73 | 100 | 0 | 0 | NG
Pearsall_2 | NG_ST | South | . | 14.5 | 4.73 | 100 | 0 | 0 | NG
Pearsall_3 | NG_ST | South | . | 14.5 | 4.73 | 100 | 0 | 0 | NG
Powerlane_Plant_1 | NG_ST | North | . | 14.5 | 4.73 | 100 | 0 | 0 | NG
Powerlane_Plant_2 | NG_ST | North | . | 14.5 | 4.73 | 100 | 0 | 0 | NG
Powerlane_Plant_3 | NG_ST | North | . | 14.5 | 4.73 | 100 | 0 | 0 | NG
R_W_Miller_1 | NG_ST | North | . | 10.9471 | 13.41 | 100 | 0 | 0 | NG
R_W_Miller_2 | NG_ST | North | . | 11.3807 | 4.73 | 100 | 0 | 0 | NG
R_W_Miller_3 | NG_ST | North | . | 10.3346 | 4.73 | 100 | 0 | 0 | NG
Ray_Olinger_1 | NG_ST | North | . | 12.29 | 13.41 | 100 | 0 | 0 | NG
Ray_Olinger_2 | NG_ST | North | . | 11.351 | 4.73 | 100 | 0 | 0 | NG
Ray_Olinger_3 | NG_ST | North | . | 11.35 | 4.73 | 100 | 0 | 0 | NG
Sim_Gideon_1 | NG_ST | LCRA | . | 10.9611 | 4.73 | 100 | 0 | 0 | NG
Sim_Gideon_2 | NG_ST | LCRA | . | 10.8012 | 4.73 | 100 | 0 | 0 | NG
Sim_Gideon_3 | NG_ST | LCRA | . | 11.5074 | 4.73 | 100 | 0 | 0 | NG
Spencer_4 | NG_ST | North | . | 14.5 | 13.41 | 100 | 0 | 0 | NG
Spencer_5 | NG_ST | North | . | 14.195 | 13.41 | 100 | 0 | 0 | NG
Stryker_Creek_1 | NG_ST | North | . | 13.8496 | 13.41 | 100 | 0 | 0 | NG
Stryker_Creek_2 | NG_ST | North | . | 13.908 | 4.73 | 100 | 0 | 0 | NG
Trinidad_6 | NG_ST | North | . | 13.5104 | 13.41 | 100 | 0 | 0 | NG
V_H_Braunig_1 | NG_ST | South | . | 10.7356 | 4.73 | 100 | 0 | 0 | NG
V_H_Braunig_2 | NG_ST | South | . | 10.2775 | 4.73 | 100 | 0 | 0 | NG
V_H_Braunig_3 | NG_ST | South | . | 11.6376 | 4.73 | 100 | 0 | 0 | NG
W_A_Parish_1 | NG_ST | Houston | . | 10.9629 | 4.73 | 100 | 0 | 0 | NG
W_A_Parish_2 | NG_ST | Houston | . | 11.5135 | 4.73 | 100 | 0 | 0 | NG
W_A_Parish_3 | NG_ST | Houston | . | 12.0803 | 4.73 | 100 | 0 | 0 | NG
W_A_Parish_4 | NG_ST | Houston | . | 11.0023 | 4.73 | 100 | 0 | 0 | NG
Acacia_Solar | Solar_PV | West | . | 10 | 0.36 | 100 | 1 | 0 | Solar
Barilla_Solar_(FS,_Pecos) | Solar_PV | West | . | 10 | 0.36 | 100 | 1 | 0 | Solar
Blue_Wing_1_Solar | Solar_PV | South | . | 10 | 0.36 | 100 | 1 | 0 | Solar
Blue_Wing_2_Solar | Solar_PV | South | . | 10 | 0.36 | 100 | 1 | 0 | Solar
Downie_Ranch_Solar_(OCI_Alamo_5) | Solar_PV | South | . | 10 | 0.36 | 100 | 1 | 0 | Solar
OCI_Alamo_1_Solar | Solar_PV | South | . | 10 | 0.36 | 100 | 1 | 0 | Solar
OCI_Alamo_2-St._Hedwig_Solar | Solar_PV | South | . | 10 | 0.36 | 100 | 1 | 0 | Solar
OCI_Alamo_3-Walzem_Solar | Solar_PV | South | . | 10 | 0.36 | 100 | 1 | 0 | Solar
OCI_Alamo_4_Solar_(Bracketville) | Solar_PV | South | . | 10 | 0.36 | 100 | 1 | 0 | Solar
Renewable_Energy_Alternatives_CCS1 | Solar_PV | North | . | 10 | 0.36 | 100 | 1 | 0 | Solar
SunEdison_CPS3_Somerset_1_Solar | Solar_PV | South | . | 10 | 0.36 | 100 | 1 | 0 | Solar
SunEdison_Rabel_Road_Solar | Solar_PV | South | . | 10 | 0.36 | 100 | 1 | 0 | Solar
SunEdison_Somerset_2_Solar | Solar_PV | South | . | 10 | 0.36 | 100 | 1 | 0 | Solar
SunEdison_Valley_Road_Solar | Solar_PV | South | . | 10 | 0.36 | 100 | 1 | 0 | Solar
Webberville_Solar | Solar_PV | AEN | . | 10 | 0.36 | 100 | 1 | 0 | Solar
Notrees_Battery_Facility | Storage_BATT | West | . | 10 | NA | 100 | 0 | 0 | Storage
Comanche_Peak_U1 | Uranium_ST | North | . | 10.501 | 1.33 | 100 | 0 | 0 | Uranium
Comanche_Peak_U2 | Uranium_ST | North | . | 10.499 | 1.33 | 100 | 0 | 0 | Uranium
South_Texas_U1 | Uranium_ST | South | . | 10.502 | 1.33 | 100 | 0 | 0 | Uranium
South_Texas_U2 | Uranium_ST | South | . | 10.498 | 1.33 | 100 | 0 | 0 | Uranium
Anacacho_Wind | Wind_WT | South | . | 10 | 0 | 100 | 1 | 0 | Wind
Barton_Chapel_Wind | Wind_WT | North | . | 10 | 0 | 100 | 1 | 0 | Wind
Blue_Summit_Wind_5 | Wind_WT | West | . | 10 | 0 | 100 | 1 | 0 | Wind
Blue_Summit_Wind_6 | Wind_WT | West | . | 10 | 0 | 100 | 1 | 0 | Wind
Bobcat_Bluff_Wind | Wind_WT | North | . | 10 | 0 | 100 | 1 | 0 | Wind
Briscoe_Wind_Farm | Wind_WT | West | . | 10 | 0 | 100 | 1 | 0 | Wind
Buffalo_Gap_Wind_Farm_1 | Wind_WT | West | . | 10 | 0 | 100 | 1 | 0 | Wind
Buffalo_Gap_Wind_Farm_2_1 | Wind_WT | West | . | 10 | 0 | 100 | 1 | 0 | Wind
Buffalo_Gap_Wind_Farm_2_2 | Wind_WT | West | . | 10 | 0 | 100 | 1 | 0 | Wind
Buffalo_Gap_Wind_Farm_3 | Wind_WT | West | . | 10 | 0 | 100 | 1 | 0 | Wind
Bull_Creek_Wind_Plant_U1 | Wind_WT | West | . | 10 | 0 | 100 | 1 | 0 | Wind
Bull_Creek_Wind_Plant_U2 | Wind_WT | West | . | 10 | 0 | 100 | 1 | 0 | Wind
Callahan_Wind | Wind_WT | West | . | 10 | 0 | 100 | 1 | 0 | Wind
Camp_Springs_Wind_1 | Wind_WT | West | . | 10 | 0 | 100 | 1 | 0 | Wind
Camp_Springs_Wind_2 | Wind_WT | West | . | 10 | 0 | 100 | 1 | 0 | Wind
Capricorn_Ridge_Wind_1 | Wind_WT | West | . | 10 | 0 | 100 | 1 | 0 | Wind
Capricorn_Ridge_Wind_2 | Wind_WT | West | . | 10 | 0 | 100 | 1 | 0 | Wind
Capricorn_Ridge_Wind_3 | Wind_WT | West | . | 10 | 0 | 100 | 1 | 0 | Wind
Capricorn_Ridge_Wind_4 | Wind_WT | West | . | 10 | 0 | 100 | 1 | 0 | Wind
Cedro_Hill_Wind_1 | Wind_WT | South | . | 10 | 0 | 100 | 1 | 0 | Wind
Cedro_Hill_Wind_2 | Wind_WT | South | . | 10 | 0 | 100 | 1 | 0 | Wind
Champion_Wind_Farm | Wind_WT | West | . | 10 | 0 | 100 | 1 | 0 | Wind
Desert_Sky_Wind_Farm_1 | Wind_WT | West | . | 10 | 0 | 100 | 1 | 0 | Wind
Desert_Sky_Wind_Farm_2 | Wind_WT | West | . | 10 | 0 | 100 | 1 | 0 | Wind
Elbow_Creek_Wind | Wind_WT | West | . | 10 | 0 | 100 | 1 | 0 | Wind
Forest_Creek_Wind_Farm | Wind_WT | West | . | 10 | 0 | 100 | 1 | 0 | Wind
Goat_Wind | Wind_WT | West | . | 10 | 0 | 100 | 1 | 0 | Wind
Goat_Wind_2 | Wind_WT | West | . | 10 | 0 | 100 | 1 | 0 | Wind
Goldthwaite_Wind_1 | Wind_WT | North | . | 10 | 0 | 100 | 1 | 0 | Wind
Grandview_1_(Conway)_GV1A | Wind_WT | West | . | 10 | 0 | 100 | 1 | 0 | Wind
Grandview_1_(Conway)_GV1B | Wind_WT | West | . | 10 | 0 | 100 | 1 | 0 | Wind
Green_Mountain_Wind_(Brazos)_U1 | Wind_WT | West | . | 10 | 0 | 100 | 1 | 0 | Wind
Green_Mountain_Wind_(Brazos)_U2 | Wind_WT | West | . | 10 | 0 | 100 | 1 | 0 | Wind
Green_Pastures_Wind_1 | Wind_WT | West | . | 10 | 0 | 100 | 1 | 0 | Wind
Green_Pastures_Wind_2 | Wind_WT | West | . | 10 | 0 | 100 | 1 | 0 | Wind
Hackberry_Wind_Farm | Wind_WT | West | . | 10 | 0 | 100 | 1 | 0 | Wind
Hereford_Wind_G | Wind_WT | West | . | 10 | 0 | 100 | 1 | 0 | Wind
Hereford_Wind_V | Wind_WT | West | . | 10 | 0 | 100 | 1 | 0 | Wind
Horse_Hollow_Wind_1 | Wind_WT | West | . | 10 | 0 | 100 | 1 | 0 | Wind
Horse_Hollow_Wind_2 | Wind_WT | West | . | 10 | 0 | 100 | 1 | 0 | Wind
Horse_Hollow_Wind_3 | Wind_WT | West | . | 10 | 0 | 100 | 1 | 0 | Wind
Horse_Hollow_Wind_4 | Wind_WT | West | . | 10 | 0 | 100 | 1 | 0 | Wind
Inadale_Wind | Wind_WT | West | . | 10 | 0 | 100 | 1 | 0 | Wind
Indian_Mesa_Wind_Farm | Wind_WT | West | . | 10 | 0 | 100 | 1 | 0 | Wind
Javelina_Wind_Energy | Wind_WT | South | . | 10 | 0 | 100 | 1 | 0 | Wind
Jumbo_Road_Wind_1 | Wind_WT | West | . | 10 | 0 | 100 | 1 | 0 | Wind
Jumbo_Road_Wind_2 | Wind_WT | West | . | 10 | 0 | 100 | 1 | 0 | Wind
Keechi_Wind_138_KV_Joplin | Wind_WT | North | . | 10 | 0 | 100 | 1 | 0 | Wind
King_Mountain_Wind_NE | Wind_WT | West | . | 10 | 0 | 100 | 1 | 0 | Wind
King_Mountain_Wind_NW | Wind_WT | West | . | 10 | 0 | 100 | 1 | 0 | Wind
King_Mountain_Wind_SE | Wind_WT | West | . | 10 | 0 | 100 | 1 | 0 | Wind
King_Mountain_Wind_SW | Wind_WT | West | . | 10 | 0 | 100 | 1 | 0 | Wind
Langford_Wind_Power | Wind_WT | West | . | 10 | 0 | 100 | 1 | 0 | Wind
Logan's_Gap_Wind_I_U1 | Wind_WT | North | . | 10 | 0 | 100 | 1 | 0 | Wind
Logan's_Gap_Wind_I_U2 | Wind_WT | North | . | 10 | 0 | 100 | 1 | 0 | Wind
Lone_Star_Wind_1_(Mesquite) | Wind_WT | North | . | 10 | 0 | 100 | 1 | 0 | Wind
Lone_Star_Wind_2_(Post_Oak)_U1 | Wind_WT | North | . | 10 | 0 | 100 | 1 | 0 | Wind
Lone_Star_Wind_2_(Post_Oak)_U2 | Wind_WT | North | . | 10 | 0 | 100 | 1 | 0 | Wind
Longhorn_Wind_North_U1 | Wind_WT | West | . | 10 | 0 | 100 | 1 | 0 | Wind
Longhorn_Wind_North_U2 | Wind_WT | West | . | 10 | 0 | 100 | 1 | 0 | Wind
Loraine_Windpark_I | Wind_WT | West | . | 10 | 0 | 100 | 1 | 0 | Wind
Loraine_Windpark_II | Wind_WT | West | . | 10 | 0 | 100 | 1 | 0 | Wind
Loraine_Windpark_III | Wind_WT | West | . | 10 | 0 | 100 | 1 | 0 | Wind
Loraine_Windpark_IV | Wind_WT | West | . | 10 | 0 | 100 | 1 | 0 | Wind
Los_Vientos_Wind_III | Wind_WT | South | . | 10 | 0 | 100 | 1 | 0 | Wind
McAdoo_Wind_Farm | Wind_WT | West | . | 10 | 0 | 100 | 1 | 0 | Wind
Mesquite_Creek_Wind_1 | Wind_WT | West | . | 10 | 0 | 100 | 1 | 0 | Wind
Mesquite_Creek_Wind_2 | Wind_WT | West | . | 10 | 0 | 100 | 1 | 0 | Wind
Miami_Wind_G1 | Wind_WT | West | . | 10 | 0 | 100 | 1 | 0 | Wind
Miami_Wind_G2 | Wind_WT | West | . | 10 | 0 | 100 | 1 | 0 | Wind
Notrees_Wind_Farm_1 | Wind_WT | West | . | 10 | 0 | 100 | 1 | 0 | Wind
Notrees_Wind_Farm_2 | Wind_WT | West | . | 10 | 0 | 100 | 1 | 0 | Wind
Ocotillo_Wind_Farm | Wind_WT | West | . | 10 | 0 | 100 | 1 | 0 | Wind
Panhandle_Wind_1_U1 | Wind_WT | West | . | 10 | 0 | 100 | 1 | 0 | Wind
Panhandle_Wind_1_U2 | Wind_WT | West | . | 10 | 0 | 100 | 1 | 0 | Wind
Panhandle_Wind_2_U1 | Wind_WT | West | . | 10 | 0 | 100 | 1 | 0 | Wind
Panhandle_Wind_2_U2 | Wind_WT | West | . | 10 | 0 | 100 | 1 | 0 | Wind
Panther_Creek_1 | Wind_WT | West | . | 10 | 0 | 100 | 1 | 0 | Wind
Panther_Creek_2 | Wind_WT | West | . | 10 | 0 | 100 | 1 | 0 | Wind
Panther_Creek_3 | Wind_WT | West | . | 10 | 0 | 100 | 1 | 0 | Wind
Pecos_Wind_(Woodward_1) | Wind_WT | West | . | 10 | 0 | 100 | 1 | 0 | Wind
Pecos_Wind_(Woodward_2) | Wind_WT | West | . | 10 | 0 | 100 | 1 | 0 | Wind
Pyron_Wind_Farm | Wind_WT | West | . | 10 | 0 | 100 | 1 | 0 | Wind
Rattlesnake_Den_Wind_1_G1 | Wind_WT | West | . | 10 | 0 | 100 | 1 | 0 | Wind
Rattlesnake_Den_Wind_1_G2 | Wind_WT | West | . | 10 | 0 | 100 | 1 | 0 | Wind
Red_Canyon_Wind | Wind_WT | West | . | 10 | 0 | 100 | 1 | 0 | Wind
Roscoe_Wind_Farm | Wind_WT | West | . | 10 | 0 | 100 | 1 | 0 | Wind
Route_66_Wind | Wind_WT | West | . | 10 | 0 | 100 | 1 | 0 | Wind
Sand_Bluff_Wind_Farm | Wind_WT | West | . | 10 | 0 | 100 | 1 | 0 | Wind
Senate_Wind | Wind_WT | North | . | 10 | 0 | 100 | 1 | 0 | Wind
Shannon_Wind | Wind_WT | West | . | 10 | 0 | 100 | 1 | 0 | Wind
Sherbino_1_Wind | Wind_WT | West | . | 10 | 0 | 100 | 1 | 0 | Wind
Sherbino_2_Wind | Wind_WT | West | . | 10 | 0 | 100 | 1 | 0 | Wind
Silver_Star_Wind | Wind_WT | North | . | 10 | 0 | 100 | 1 | 0 | Wind
Snyder_Wind_Farm | Wind_WT | West | . | 10 | 0 | 100 | 1 | 0 | Wind
South_Plains_Wind_1 | Wind_WT | West | . | 10 | 0 | 100 | 1 | 0 | Wind
South_Plains_Wind_2 | Wind_WT | West | . | 10 | 0 | 100 | 1 | 0 | Wind
South_Trent_Wind_Farm | Wind_WT | West | . | 10 | 0 | 100 | 1 | 0 | Wind
Spinning_Spur_3_Wind_1 | Wind_WT | West | . | 10 | 0 | 100 | 1 | 0 | Wind
Spinning_Spur_3_Wind_2 | Wind_WT | West | . | 10 | 0 | 100 | 1 | 0 | Wind
Spinning_Spur_Wind_Two | Wind_WT | West | . | 10 | 0 | 100 | 1 | 0 | Wind
Stanton_Wind_Energy | Wind_WT | West | . | 10 | 0 | 100 | 1 | 0 | Wind
Stephens_Ranch_Wind_1 | Wind_WT | West | . | 10 | 0 | 100 | 1 | 0 | Wind
Stephens_Ranch_Wind_2 | Wind_WT | West | . | 10 | 0 | 100 | 1 | 0 | Wind
Sweetwater_Wind_1 | Wind_WT | West | . | 10 | 0 | 100 | 1 | 0 | Wind
Sweetwater_Wind_2A | Wind_WT | West | . | 10 | 0 | 100 | 1 | 0 | Wind
Sweetwater_Wind_2B | Wind_WT | West | . | 10 | 0 | 100 | 1 | 0 | Wind
Sweetwater_Wind_3A | Wind_WT | West | . | 10 | 0 | 100 | 1 | 0 | Wind
Sweetwater_Wind_3B | Wind_WT | West | . | 10 | 0 | 100 | 1 | 0 | Wind
Sweetwater_Wind_4-4A | Wind_WT | West | . | 10 | 0 | 100 | 1 | 0 | Wind
Sweetwater_Wind_4-4B | Wind_WT | West | . | 10 | 0 | 100 | 1 | 0 | Wind
Sweetwater_Wind_4-5 | Wind_WT | West | . | 10 | 0 | 100 | 1 | 0 | Wind
Texas_Big_Spring_Wind_A | Wind_WT | West | . | 10 | 0 | 100 | 1 | 0 | Wind
Texas_Big_Spring_Wind_B | Wind_WT | West | . | 10 | 0 | 100 | 1 | 0 | Wind
Trent_Wind_Farm | Wind_WT | West | . | 10 | 0 | 100 | 1 | 0 | Wind
Trinity_Hills_Wind_1 | Wind_WT | North | . | 10 | 0 | 100 | 1 | 0 | Wind
Trinity_Hills_Wind_2 | Wind_WT | North | . | 10 | 0 | 100 | 1 | 0 | Wind
TSTC_West_Texas_Wind | Wind_WT | West | . | 10 | 0 | 100 | 1 | 0 | Wind
Turkey_Track_Wind_Energy_Center | Wind_WT | West | . | 10 | 0 | 100 | 1 | 0 | Wind
West_Texas_Wind_Energy | Wind_WT | West | . | 10 | 0 | 100 | 1 | 0 | Wind
Whirlwind_Energy | Wind_WT | West | . | 10 | 0 | 100 | 1 | 0 | Wind
Whitetail_Wind_Energy | Wind_WT | South | . | 10 | 0 | 100 | 1 | 0 | Wind
Windthorst_2 | Wind_WT | North | . | 10 | 0 | 100 | 1 | 0 | Wind
WKN_Mozart_Wind | Wind_WT | West | . | 10 | 0 | 100 | 1 | 0 | Wind
Wolf_Flats_Wind_(Wind_Mgt) | Wind_WT | West | . | 10 | 0 | 100 | 1 | 0 | Wind
Wolf_Ridge_Wind | Wind_WT | North | . | 10 | 0 | 100 | 1 | 0 | Wind
Cameron_Wind | Wind-C_WT | South | . | 10 | 0 | 100 | 1 | 0 | Wind-C
Gulf_Wind_I | Wind-C_WT | South | . | 10 | 0 | 100 | 1 | 0 | Wind-C
Gulf_Wind_II | Wind-C_WT | South | . | 10 | 0 | 100 | 1 | 0 | Wind-C
Harbor_Wind | Wind-C_WT | South | . | 10 | 0 | 100 | 1 | 0 | Wind-C
Los_Vientos_Wind_I | Wind-C_WT | South | . | 10 | 0 | 100 | 1 | 0 | Wind-C
Los_Vientos_Wind_II | Wind-C_WT | South | . | 10 | 0 | 100 | 1 | 0 | Wind-C
Magic_Valley_Wind_(Redfish)_1A | Wind-C_WT | South | . | 10 | 0 | 100 | 1 | 0 | Wind-C
Magic_Valley_Wind_(Redfish)_1B | Wind-C_WT | South | . | 10 | 0 | 100 | 1 | 0 | Wind-C
Papalote_Creek_Wind_Farm | Wind-C_WT | South | . | 10 | 0 | 100 | 1 | 0 | Wind-C
Papalote_Creek_Wind_Farm_II | Wind-C_WT | South | . | 10 | 0 | 100 | 1 | 0 | Wind-C
Penascal_Wind_1 | Wind-C_WT | South | . | 10 | 0 | 100 | 1 | 0 | Wind-C
Penascal_Wind_2 | Wind-C_WT | South | . | 10 | 0 | 100 | 1 | 0 | Wind-C
Penascal_Wind_3 | Wind-C_WT | South | . | 10 | 0 | 100 | 1 | 0 | Wind-C

## gen_build_predetermined.tab
GENERATION_PROJECT | build_year | gen_predetermined_cap
Austin Area LFG | 2007 | 6.4
Dallas-Fort Worth Area LFG | 2015 | 35.8
Houston Area LFG | 2002 | 24.5
San Antonio Area LFG | 2013 | 26.8
Lufkin Biomass | 2012 | 45
Nacogdoches Power | 2012 | 105
Limestone 2 | 1986 | 858
Oak Grove SES Unit 1 | 2010 | 840
Oak Grove SES Unit 2 | 2011 | 825
Sandow U4 | 1981 | 570
Big Brown 1 | 1971 | 606
Martin Lake 1 | 1977 | 800
Martin Lake 2 | 1978 | 805
Monticello U2 | 1975 | 535
San Miguel 1 | 1982 | 391
Sandow U5 | 2010 | 600
Twin Oaks 1 | 1990 | 156
Twin Oaks 2 | 1991 | 156
Big Brown 2 | 1972 | 602
Coleto Creek | 1980 | 660
Fayette Power Project 1 | 1979 | 604
Fayette Power Project 2 | 1980 | 599
Fayette Power Project 3 | 1988 | 437
Gibbons Creek 1 | 1983 | 470
J K Spruce 1 | 1992 | 560
J K Spruce 2 | 2010 | 775
Limestone 1 | 1985 | 831
Oklaunion 1 | 1986 | 650
W A Parish 5 | 1977 | 659
W A Parish 6 | 1978 | 658
W A Parish 7 | 1980 | 577
W A Parish 8 | 1982 | 610
J T Deely 1 | 1977 | 420
J T Deely 2 | 1978 | 420
Martin Lake 3 | 1979 | 805
Monticello U1 | 1974 | 535
Monticello U3 | 1978 | 795
Sandy Creek 1 | 2013 | 970
Hydro LCRA LZ | 1951 | 280
Hydro North LZ | 2014 | 51.6
Hydro RCEC LZ | 1948 | 80
Hydro South LZ | 2005 | 67.7
Hydro West LZ | 1983 | 75.8
Arthur Von Rosenberg 1 | 2000 | 458
B M Davis 3 | 2010 | 633
Bastrop Energy Center 1 | 2002 | 533
Bosque County CC 1 | 2009 | 514
Bosque County CC 2 | 2001 | 230.3
Brazos Valley 1 | 2003 | 602
Cedar Bayou 4 | 2009 | 504
Colorado Bend Energy Center 1 | 2007 | 233
Colorado Bend Energy Center 2 | 2008 | 235
Ennis Power Station 1 | 2002 | 312
Ferguson Replacement | 2014 | 509.8
Forney Energy Center 1 | 2003 | 911
Forney Energy Center 2 | 2003 | 911
Freestone Energy Center 1 | 2002 | 957.3
Frontera 1 | 1999 | 524
Guadalupe Generating Station 1 | 2000 | 986
Hays Energy Facility 1 | 2002 | 882
Hidalgo 1 | 2000 | 458
Jack County Generation Facility 1 | 2005 | 595
Jack County Generation Facility 2 | 2011 | 595
Johnson County | 1997 | 269
Lamar Power Project 1 | 2000 | 1040
Lost Pines 1 | 2001 | 528
Magic Valley Station | 2001 | 670.2
Midlothian 1 | 2001 | 940
Midlothian 2 | 2002 | 504
Nueces Bay 8 | 2010 | 633
Odessa Ector Generating Station 1 | 2001 | 998.5
Panda Sherman | 2014 | 717
Panda Temple 1 | 2014 | 702
Panda Temple II CTG1 | 2015 | 191.2
Panda Temple II CTG2 | 2015 | 191.2
Panda Temple II STG | 2015 | 334.7
Paris Energy Center 1 | 1990 | 239
Quail Run Energy 1 | 2008 | 488
Rio Nogales 1 | 2002 | 785
Sam Rayburn 10 | 2003 | 190
Sand Hill Energy Center 5a | 2004 | 295
Silas Ray 9 | 1996 | 58
T H Wharton 3 | 1974 | 332
T H Wharton 4 | 1974 | 332
Tenaska Frontier Station | 2000 | 880
Tenaska Gateway Station | 2001 | 846
Tenaska Kiamichi Station 1 | 2003 | 623
Tenaska Kiamichi Station 2 | 2003 | 623
Victoria Power Station | 2009 | 285
Wise County Power LP | 2004 | 665
Wolf Hollow Power Proj 1 | 2002 | 705
Baytown Energy Center | 2002 | 794.8
C R Wing Cogen Plant | 1988 | 207.7
Channel Energy Center | 2001 | 686.6
Channelview Cogen Plant | 2008 | 861
Clear Lake Cogeneration Ltd | 1985 | 384.9
Corpus Christi Energy Center | 2002 | 460.5
Deer Park Energy Center 1 | 2014 | 1152
Freeport Energy Center | 2007 | 63.4
Green Power 2 | 2009 | 287.2
Gregory Power Facility | 2000 | 388.5
Houston Chemical Complex Battleground | 2005 | 52.6
Ingleside Cogeneration | 1999 | 478.4
Optim Energy Altura Cogen | 1995 | 478.8
Oyster Creek Unit VIII | 1994 | 404.5
Pasadena Cogeneration | 2000 | 743.6
Texas City 1 | 2000 | 458.5
Wichita Falls Cogeneration Plant | 1987 | 78
Greenville Powerlane IC1 | 2010 | 8.4
Greenville Powerlane IC2 | 2010 | 8.4
Greenville Powerlane IC3 | 2010 | 8.4
Pearsall IC Engine Plant A | 2012 | 50.6
Pearsall IC Engine Plant B | 2012 | 50.6
Pearsall IC Engine Plant C | 2012 | 50.6
Pearsall IC Engine Plant D | 2012 | 50.6
Bryan Atkins 7 | 1973 | 18
Dansby 2 | 2004 | 45
Dansby 3 | 2010 | 47
Decker Creek G1 | 1989 | 48
Decker Creek G2 | 1989 | 48
Decker Creek G3 | 1989 | 48
Decker Creek G4 | 1989 | 48
DeCordova 1 | 1990 | 71
DeCordova 2 | 1990 | 70
DeCordova 3 | 1990 | 69
DeCordova 4 | 1990 | 68
Ector County Energy | 2015 | 294
ExTex La Porte Power Station AirPro 1 | 2009 | 38
ExTex La Porte Power Station AirPro 2 | 2009 | 38
ExTex La Porte Power Station AirPro 3 | 2009 | 38
ExTex La Porte Power Station AirPro 4 | 2009 | 38
Greens Bayou 73 | 1976 | 46
Greens Bayou 74 | 1976 | 46
Greens Bayou 81 | 1976 | 46
Greens Bayou 82 | 1976 | 58
Greens Bayou 83 | 1976 | 56
Greens Bayou 84 | 1976 | 46
Laredo Peaking 4 | 2008 | 90.1
Laredo Peaking 5 | 2008 | 87.3
Leon Creek Peaking 1 | 2004 | 46
Leon Creek Peaking 2 | 2004 | 46
Leon Creek Peaking 3 | 2004 | 46
Leon Creek Peaking 4 | 2004 | 46
Morgan Creek 1 | 1988 | 68
Morgan Creek 2 | 1988 | 68
Morgan Creek 3 | 1988 | 68
Morgan Creek 4 | 1988 | 68
Morgan Creek 5 | 1988 | 68
Morgan Creek 6 | 1988 | 67
Permian Basin 1 | 1988 | 68
Permian Basin 2 | 1988 | 65
Permian Basin 3 | 1988 | 68
Permian Basin 4 | 1990 | 69
Permian Basin 5 | 1990 | 70
R W Miller 4 | 1994 | 104
R W Miller 5 | 1994 | 104
Ray Olinger 4 | 2001 | 75
Sam Rayburn GT 1 | 1963 | 11
Sam Rayburn GT 2 | 1963 | 11
San Jacinto SES CTG 1 | 1995 | 81
San Jacinto SES CTG 2 | 1995 | 81
Sand Hill Energy Center GT 1 | 2001 | 47
Sand Hill Energy Center GT 2 | 2001 | 47
Sand Hill Energy Center GT 3 | 2001 | 47
Sand Hill Energy Center GT 4 | 2001 | 47
Sand Hill Energy Center GT 6 | 2010 | 47
Sand Hill Energy Center GT 7 | 2010 | 47
Silas Ray 10 | 2004 | 46
T H Wharton G 1 | 1967 | 13
T H Wharton GT 51 | 1975 | 57
T H Wharton GT 52 | 1975 | 57
T H Wharton GT 53 | 1975 | 57
T H Wharton GT 54 | 1975 | 57
T H Wharton GT 55 | 1975 | 57
T H Wharton GT 56 | 1975 | 57
V H Braunig 5 | 2009 | 48
V H Braunig 6 | 2009 | 48
V H Braunig 7 | 2009 | 48
V H Braunig 8 | 2009 | 47
W A Parish Petra Nova | 2013 | 74
W A Parish T1 | 1967 | 13
Winchester Power Park 1 | 2009 | 44
Winchester Power Park 2 | 2009 | 44
Winchester Power Park 3 | 2009 | 44
Winchester Power Park 4 | 2009 | 44
Bayou Cogen Plant | 1985 | 165.6
BP Chemicals Green Lake Plant | 1997 | 8
Equistar Corpus Christi | 1989 | 12
ExxonMobil Baytown Refinery | 1989 | 4.3
Sweeny Cogen Facility | 2001 | 430.7
Texas Gulf Sulphur (New Gulf) | 1985 | 58.9
Victoria Texas Plant | 1987 | 8.9
B M Davis 1 | 1974 | 330
Cedar Bayou 1 | 1970 | 745
Cedar Bayou 2 | 1972 | 749
Dansby 1 | 1978 | 107
Decker Creek 1 | 1971 | 315
Decker Creek 2 | 1978 | 420
Graham 1 | 1960 | 234
Graham 2 | 1969 | 390
Greens Bayou 5 | 1973 | 371
Handley 3 | 1963 | 395
Handley 4 | 1976 | 435
Handley 5 | 1977 | 435
Lake Hubbard 1 | 1970 | 392
Lake Hubbard 2 | 1973 | 523
Mountain Creek 6 | 1956 | 122
Mountain Creek 7 | 1958 | 118
Mountain Creek 8 | 1967 | 568
O W Sommers 1 | 1972 | 420
O W Sommers 2 | 1974 | 410
Pearsall 1 | 1961 | 19
Pearsall 2 | 1961 | 22
Pearsall 3 | 1961 | 20
Powerlane Plant 1 | 1966 | 20
Powerlane Plant 2 | 1967 | 26
Powerlane Plant 3 | 1978 | 41
R W Miller 1 | 1968 | 75
R W Miller 2 | 1972 | 120
R W Miller 3 | 1925 | 208
Ray Olinger 1 | 1967 | 78
Ray Olinger 2 | 1971 | 107
Ray Olinger 3 | 1975 | 146
Sim Gideon 1 | 1965 | 130
Sim Gideon 2 | 1968 | 135
Sim Gideon 3 | 1972 | 336
Spencer 4 | 1966 | 61
Spencer 5 | 1973 | 61
Stryker Creek 1 | 1958 | 167
Stryker Creek 2 | 1965 | 502
Trinidad 6 | 1965 | 235
V H Braunig 1 | 1966 | 220
V H Braunig 2 | 1968 | 230
V H Braunig 3 | 1970 | 412
W A Parish 1 | 1958 | 169
W A Parish 2 | 1958 | 169
W A Parish 3 | 1961 | 246
W A Parish 4 | 1968 | 536
Acacia Solar | 2012 | 10
Barilla Solar (FS, Pecos) | 2014 | 22
Blue Wing 1 Solar | 2010 | 7.6
Blue Wing 2 Solar | 2010 | 7.3
Downie Ranch Solar (OCI Alamo 5) | 2015 | 95
OCI Alamo 1 Solar | 2013 | 39.2
OCI Alamo 2-St. Hedwig Solar | 2014 | 4.4
OCI Alamo 3-Walzem Solar | 2014 | 5.5
OCI Alamo 4 Solar (Bracketville) | 2014 | 37.6
Renewable Energy Alternatives CCS1 | 2015 | 2
SunEdison CPS3 Somerset 1 Solar | 2012 | 5.6
SunEdison Rabel Road Solar | 2012 | 9.9
SunEdison Somerset 2 Solar | 2012 | 5
SunEdison Valley Road Solar | 2012 | 9.9
Webberville Solar | 2011 | 26.7
Notrees Battery Facility | 2012 | 36
Comanche Peak U1 | 1990 | 1205
Comanche Peak U2 | 1993 | 1195
South Texas U1 | 1988 | 1286
South Texas U2 | 1989 | 1295
Anacacho Wind | 2012 | 99.8
Barton Chapel Wind | 2007 | 120
Blue Summit Wind 5 | 2013 | 9
Blue Summit Wind 6 | 2013 | 126.4
Bobcat Bluff Wind | 2012 | 150
Briscoe Wind Farm | 2015 | 150
Buffalo Gap Wind Farm 1 | 2006 | 120.6
Buffalo Gap Wind Farm 2_1 | 2007 | 115.5
Buffalo Gap Wind Farm 2_2 | 2007 | 117
Buffalo Gap Wind Farm 3 | 2008 | 170.2
Bull Creek Wind Plant U1 | 2009 | 88
Bull Creek Wind Plant U2 | 2009 | 90
Callahan Wind | 2004 | 114
Camp Springs Wind 1 | 2007 | 130.5
Camp Springs Wind 2 | 2007 | 120
Capricorn Ridge Wind 1 | 2007 | 214.5
Capricorn Ridge Wind 2 | 2008 | 186
Capricorn Ridge Wind 3 | 2007 | 149.5
Capricorn Ridge Wind 4 | 2008 | 112.5
Cedro Hill Wind 1 | 2010 | 75
Cedro Hill Wind 2 | 2010 | 75
Champion Wind Farm | 2008 | 126.5
Desert Sky Wind Farm 1 | 2002 | 84
Desert Sky Wind Farm 2 | 2002 | 76.5
Elbow Creek Wind | 2008 | 118.7
Forest Creek Wind Farm | 2007 | 124.2
Goat Wind | 2008 | 80
Goat Wind 2 | 2010 | 69.6
Goldthwaite Wind 1 | 2014 | 148.6
Grandview 1 (Conway) GV1A | 2014 | 107.4
Grandview 1 (Conway) GV1B | 2014 | 103.8
Green Mountain Wind (Brazos) U1 | 2003 | 99
Green Mountain Wind (Brazos) U2 | 2003 | 61
Green Pastures Wind 1 | 2015 | 150
Green Pastures Wind 2 | 2015 | 150
Hackberry Wind Farm | 2008 | 163.5
Hereford Wind G | 2015 | 99.9
Hereford Wind V | 2015 | 100
Horse Hollow Wind 1 | 2005 | 206.6
Horse Hollow Wind 2 | 2006 | 158
Horse Hollow Wind 3 | 2006 | 208
Horse Hollow Wind 4 | 2006 | 108
Inadale Wind | 2008 | 196.6
Indian Mesa Wind Farm | 2001 | 82.5
Javelina Wind Energy | 2015 | 250
Jumbo Road Wind 1 | 2015 | 146.2
Jumbo Road Wind 2 | 2015 | 153.6
Keechi Wind 138 KV Joplin | 2014 | 110
King Mountain Wind NE | 2001 | 79.3
King Mountain Wind NW | 2001 | 79.3
King Mountain Wind SE | 2001 | 40.3
King Mountain Wind SW | 2001 | 79.3
Langford Wind Power | 2009 | 155
Logan's Gap Wind I U1 | 2015 | 103.8
Logan's Gap Wind I U2 | 2015 | 106.3
Lone Star Wind 1 (Mesquite) | 2006 | 200
Lone Star Wind 2 (Post Oak) U1 | 2007 | 100
Lone Star Wind 2 (Post Oak) U2 | 2007 | 100
Longhorn Wind North U1 | 2015 | 100
Longhorn Wind North U2 | 2015 | 100
Loraine Windpark I | 2009 | 49.5
Loraine Windpark II | 2009 | 51
Loraine Windpark III | 2011 | 25.5
Loraine Windpark IV | 2011 | 24
Los Vientos Wind III | 2015 | 200
McAdoo Wind Farm | 2008 | 150
Mesquite Creek Wind 1 | 2015 | 105.6
Mesquite Creek Wind 2 | 2015 | 105.6
Miami Wind G1 | 2014 | 144.3
Miami Wind G2 | 2014 | 144.3
Notrees Wind Farm 1 | 2009 | 92.6
Notrees Wind Farm 2 | 2009 | 60
Ocotillo Wind Farm | 2008 | 58.8
Panhandle Wind 1 U1 | 2014 | 109.2
Panhandle Wind 1 U2 | 2014 | 109.2
Panhandle Wind 2 U1 | 2014 | 94.2
Panhandle Wind 2 U2 | 2014 | 96.6
Panther Creek 1 | 2008 | 142.5
Panther Creek 2 | 2008 | 115.5
Panther Creek 3 | 2009 | 199.5
Pecos Wind (Woodward 1) | 2001 | 82.5
Pecos Wind (Woodward 2) | 2001 | 77.2
Pyron Wind Farm | 2008 | 249
Rattlesnake Den Wind 1 G1 | 2015 | 104.3
Rattlesnake Den Wind 1 G2 | 2015 | 103
Red Canyon Wind | 2006 | 84
Roscoe Wind Farm | 2008 | 209
Route 66 Wind | 2015 | 150
Sand Bluff Wind Farm | 2008 | 90
Senate Wind | 2012 | 150
Shannon Wind | 2015 | 200
Sherbino 1 Wind | 2008 | 150
Sherbino 2 Wind | 2011 | 147.5
Silver Star Wind | 2008 | 60
Snyder Wind Farm | 2007 | 63
South Plains Wind 1 | 2015 | 102
South Plains Wind 2 | 2015 | 98
South Trent Wind Farm | 2008 | 98.2
Spinning Spur 3 Wind 1 | 2015 | 96
Spinning Spur 3 Wind 2 | 2015 | 98
Spinning Spur Wind Two | 2014 | 161
Stanton Wind Energy | 2008 | 120
Stephens Ranch Wind 1 | 2014 | 211.2
Stephens Ranch Wind 2 | 2015 | 165
Sweetwater Wind 1 | 2003 | 36.6
Sweetwater Wind 2A | 2006 | 15.9
Sweetwater Wind 2B | 2004 | 97.5
Sweetwater Wind 3A | 2011 | 28.5
Sweetwater Wind 3B | 2011 | 100.5
Sweetwater Wind 4-4A | 2007 | 117.8
Sweetwater Wind 4-4B | 2007 | 103.7
Sweetwater Wind 4-5 | 2007 | 79.2
Texas Big Spring Wind A | 1999 | 27.7
Texas Big Spring Wind B | 1999 | 6.6
Trent Wind Farm | 2001 | 150
Trinity Hills Wind 1 | 2012 | 117.5
Trinity Hills Wind 2 | 2012 | 107.5
TSTC West Texas Wind | 2008 | 2
Turkey Track Wind Energy Center | 2008 | 169.5
West Texas Wind Energy | 1999 | 80.3
Whirlwind Energy | 2007 | 57
Whitetail Wind Energy | 2012 | 91
Windthorst 2 | 2014 | 67.6
WKN Mozart Wind | 2012 | 30
Wolf Flats Wind (Wind Mgt) | 2007 | 1
Wolf Ridge Wind | 2008 | 112.5
Cameron Wind | 2015 | 165
Gulf Wind I | 2010 | 141.6
Gulf Wind II | 2010 | 141.6
Harbor Wind | 2012 | 9
Los Vientos Wind I | 2013 | 200.1
Los Vientos Wind II | 2013 | 201.6
Magic Valley Wind (Redfish) 1A | 2012 | 99.8
Magic Valley Wind (Redfish) 1B | 2012 | 103.5
Papalote Creek Wind Farm | 2009 | 179.9
Papalote Creek Wind Farm II | 2010 | 200.1
Penascal Wind 1 | 2009 | 160.8
Penascal Wind 2 | 2009 | 141.6
Penascal Wind 3 | 2011 | 100.8

## gen_build_costs.tab
GENERATION_PROJECT | build_year | gen_overnight_cost | gen_fixed_om
Austin Area LFG | 2007 | 100 | 47.07
Dallas-Fort Worth Area LFG | 2015 | 100 | 47.07
Houston Area LFG | 2002 | 100 | 47.07
San Antonio Area LFG | 2013 | 100 | 47.07
Lufkin Biomass | 2012 | 100 | 47.07
Nacogdoches Power | 2012 | 100 | 47.07
Limestone 2 | 1986 | 100 | 43.56
Oak Grove SES Unit 1 | 2010 | 100 | 43.56
Oak Grove SES Unit 2 | 2011 | 100 | 43.56
Sandow U4 | 1981 | 100 | 43.56
Big Brown 1 | 1971 | 100 | 43.56
Martin Lake 1 | 1977 | 100 | 43.56
Martin Lake 2 | 1978 | 100 | 43.56
Monticello U2 | 1975 | 100 | 43.56
San Miguel 1 | 1982 | 100 | 43.56
Sandow U5 | 2010 | 100 | 43.56
Twin Oaks 1 | 1990 | 100 | 43.56
Twin Oaks 2 | 1991 | 100 | 43.56
Big Brown 2 | 1972 | 100 | 43.56
Coleto Creek | 1980 | 100 | 43.56
Fayette Power Project 1 | 1979 | 100 | 43.56
Fayette Power Project 2 | 1980 | 100 | 43.56
Fayette Power Project 3 | 1988 | 100 | 43.56
Gibbons Creek 1 | 1983 | 100 | 43.56
J K Spruce 1 | 1992 | 100 | 43.56
J K Spruce 2 | 2010 | 100 | 43.56
Limestone 1 | 1985 | 100 | 43.56
Oklaunion 1 | 1986 | 100 | 43.56
W A Parish 5 | 1977 | 100 | 43.56
W A Parish 6 | 1978 | 100 | 43.56
W A Parish 7 | 1980 | 100 | 43.56
W A Parish 8 | 1982 | 100 | 43.56
J T Deely 1 | 1977 | 100 | 43.56
J T Deely 2 | 1978 | 100 | 43.56
Martin Lake 3 | 1979 | 100 | 43.56
Monticello U1 | 1974 | 100 | 43.56
Monticello U3 | 1978 | 100 | 43.56
Sandy Creek 1 | 2013 | 100 | 43.56
Hydro LCRA LZ | 1951 | 100 | 19.69
Hydro North LZ | 2014 | 100 | 19.69
Hydro RCEC LZ | 1948 | 100 | 19.69
Hydro South LZ | 2005 | 100 | 19.69
Hydro West LZ | 1983 | 100 | 19.69
Arthur Von Rosenberg 1 | 2000 | 100 | 25.28
B M Davis 3 | 2010 | 100 | 25.28
Bastrop Energy Center 1 | 2002 | 100 | 25.28
Bosque County CC 1 | 2009 | 100 | 25.28
Bosque County CC 2 | 2001 | 100 | 25.28
Brazos Valley 1 | 2003 | 100 | 25.28
Cedar Bayou 4 | 2009 | 100 | 25.28
Colorado Bend Energy Center 1 | 2007 | 100 | 25.28
Colorado Bend Energy Center 2 | 2008 | 100 | 25.28
Ennis Power Station 1 | 2002 | 100 | 25.28
Ferguson Replacement | 2014 | 100 | 25.28
Forney Energy Center 1 | 2003 | 100 | 25.28
Forney Energy Center 2 | 2003 | 100 | 25.28
Freestone Energy Center 1 | 2002 | 100 | 25.28
Frontera 1 | 1999 | 100 | 25.28
Guadalupe Generating Station 1 | 2000 | 100 | 25.28
Hays Energy Facility 1 | 2002 | 100 | 25.28
Hidalgo 1 | 2000 | 100 | 25.28
Jack County Generation Facility 1 | 2005 | 100 | 25.28
Jack County Generation Facility 2 | 2011 | 100 | 25.28
Johnson County | 1997 | 100 | 25.28
Lamar Power Project 1 | 2000 | 100 | 25.28
Lost Pines 1 | 2001 | 100 | 25.28
Magic Valley Station | 2001 | 100 | 25.28
Midlothian 1 | 2001 | 100 | 25.28
Midlothian 2 | 2002 | 100 | 25.28
Nueces Bay 8 | 2010 | 100 | 25.28
Odessa Ector Generating Station 1 | 2001 | 100 | 25.28
Panda Sherman | 2014 | 100 | 25.28
Panda Temple 1 | 2014 | 100 | 25.28
Panda Temple II CTG1 | 2015 | 100 | 25.28
Panda Temple II CTG2 | 2015 | 100 | 25.28
Panda Temple II STG | 2015 | 100 | 25.28
Paris Energy Center 1 | 1990 | 100 | 25.28
Quail Run Energy 1 | 2008 | 100 | 25.28
Rio Nogales 1 | 2002 | 100 | 25.28
Sam Rayburn 10 | 2003 | 100 | 25.28
Sand Hill Energy Center 5a | 2004 | 100 | 25.28
Silas Ray 9 | 1996 | 100 | 25.28
T H Wharton 3 | 1974 | 100 | 25.28
T H Wharton 4 | 1974 | 100 | 25.28
Tenaska Frontier Station | 2000 | 100 | 25.28
Tenaska Gateway Station | 2001 | 100 | 25.28
Tenaska Kiamichi Station 1 | 2003 | 100 | 25.28
Tenaska Kiamichi Station 2 | 2003 | 100 | 25.28
Victoria Power Station | 2009 | 100 | 25.28
Wise County Power LP | 2004 | 100 | 25.28
Wolf Hollow Power Proj 1 | 2002 | 100 | 25.28
Baytown Energy Center | 2002 | 100 | 25.28
C R Wing Cogen Plant | 1988 | 100 | 25.28
Channel Energy Center | 2001 | 100 | 25.28
Channelview Cogen Plant | 2008 | 100 | 25.28
Clear Lake Cogeneration Ltd | 1985 | 100 | 25.28
Corpus Christi Energy Center | 2002 | 100 | 25.28
Deer Park Energy Center 1 | 2014 | 100 | 25.28
Freeport Energy Center | 2007 | 100 | 25.28
Green Power 2 | 2009 | 100 | 16.95
Gregory Power Facility | 2000 | 100 | 25.28
Houston Chemical Complex Battleground | 2005 | 100 | 25.28
Ingleside Cogeneration | 1999 | 100 | 25.28
Optim Energy Altura Cogen | 1995 | 100 | 25.28
Oyster Creek Unit VIII | 1994 | 100 | 25.28
Pasadena Cogeneration | 2000 | 100 | 25.28
Texas City 1 | 2000 | 100 | 25.28
Wichita Falls Cogeneration Plant | 1987 | 100 | 25.28
Greenville Powerlane IC1 | 2010 | 100 | 25.28
Greenville Powerlane IC2 | 2010 | 100 | 25.28
Greenville Powerlane IC3 | 2010 | 100 | 25.28
Pearsall IC Engine Plant A | 2012 | 100 | 25.28
Pearsall IC Engine Plant B | 2012 | 100 | 25.28
Pearsall IC Engine Plant C | 2012 | 100 | 25.28
Pearsall IC Engine Plant D | 2012 | 100 | 25.28
Bryan Atkins 7 | 1973 | 100 | 16.95
Dansby 2 | 2004 | 100 | 16.95
Dansby 3 | 2010 | 100 | 16.95
Decker Creek G1 | 1989 | 100 | 19.49
Decker Creek G2 | 1989 | 100 | 19.49
Decker Creek G3 | 1989 | 100 | 19.49
Decker Creek G4 | 1989 | 100 | 19.49
DeCordova 1 | 1990 | 100 | 16.95
DeCordova 2 | 1990 | 100 | 19.49
DeCordova 3 | 1990 | 100 | 19.49
DeCordova 4 | 1990 | 100 | 19.49
Ector County Energy | 2015 | 100 | 25.28
ExTex La Porte Power Station AirPro 1 | 2009 | 100 | 16.95
ExTex La Porte Power Station AirPro 2 | 2009 | 100 | 16.95
ExTex La Porte Power Station AirPro 3 | 2009 | 100 | 16.95
ExTex La Porte Power Station AirPro 4 | 2009 | 100 | 16.95
Greens Bayou 73 | 1976 | 100 | 16.95
Greens Bayou 74 | 1976 | 100 | 16.95
Greens Bayou 81 | 1976 | 100 | 16.95
Greens Bayou 82 | 1976 | 100 | 16.95
Greens Bayou 83 | 1976 | 100 | 16.95
Greens Bayou 84 | 1976 | 100 | 16.95
Laredo Peaking 4 | 2008 | 100 | 25.28
Laredo Peaking 5 | 2008 | 100 | 25.28
Leon Creek Peaking 1 | 2004 | 100 | 16.95
Leon Creek Peaking 2 | 2004 | 100 | 16.95
Leon Creek Peaking 3 | 2004 | 100 | 25.28
Leon Creek Peaking 4 | 2004 | 100 | 25.28
Morgan Creek 1 | 1988 | 100 | 16.95
Morgan Creek 2 | 1988 | 100 | 16.95
Morgan Creek 3 | 1988 | 100 | 16.95
Morgan Creek 4 | 1988 | 100 | 16.95
Morgan Creek 5 | 1988 | 100 | 16.95
Morgan Creek 6 | 1988 | 100 | 16.95
Permian Basin 1 | 1988 | 100 | 25.28
Permian Basin 2 | 1988 | 100 | 25.28
Permian Basin 3 | 1988 | 100 | 25.28
Permian Basin 4 | 1990 | 100 | 25.28
Permian Basin 5 | 1990 | 100 | 25.28
R W Miller 4 | 1994 | 100 | 16.95
R W Miller 5 | 1994 | 100 | 16.95
Ray Olinger 4 | 2001 | 100 | 19.49
Sam Rayburn GT 1 | 1963 | 100 | 19.49
Sam Rayburn GT 2 | 1963 | 100 | 19.49
San Jacinto SES CTG 1 | 1995 | 100 | 25.28
San Jacinto SES CTG 2 | 1995 | 100 | 25.28
Sand Hill Energy Center GT 1 | 2001 | 100 | 25.28
Sand Hill Energy Center GT 2 | 2001 | 100 | 25.28
Sand Hill Energy Center GT 3 | 2001 | 100 | 25.28
Sand Hill Energy Center GT 4 | 2001 | 100 | 25.28
Sand Hill Energy Center GT 6 | 2010 | 100 | 25.28
Sand Hill Energy Center GT 7 | 2010 | 100 | 25.28
Silas Ray 10 | 2004 | 100 | 25.28
T H Wharton G 1 | 1967 | 100 | 16.95
T H Wharton GT 51 | 1975 | 100 | 16.95
T H Wharton GT 52 | 1975 | 100 | 16.95
T H Wharton GT 53 | 1975 | 100 | 16.95
T H Wharton GT 54 | 1975 | 100 | 16.95
T H Wharton GT 55 | 1975 | 100 | 16.95
T H Wharton GT 56 | 1975 | 100 | 16.95
V H Braunig 5 | 2009 | 100 | 25.28
V H Braunig 6 | 2009 | 100 | 25.28
V H Braunig 7 | 2009 | 100 | 25.28
V H Braunig 8 | 2009 | 100 | 25.28
W A Parish Petra Nova | 2013 | 100 | 25.28
W A Parish T1 | 1967 | 100 | 19.49
Winchester Power Park 1 | 2009 | 100 | 16.95
Winchester Power Park 2 | 2009 | 100 | 16.95
Winchester Power Park 3 | 2009 | 100 | 16.95
Winchester Power Park 4 | 2009 | 100 | 16.95
Bayou Cogen Plant | 1985 | 100 | 25.28
BP Chemicals Green Lake Plant | 1997 | 100 | 25.28
Equistar Corpus Christi | 1989 | 100 | 25.28
ExxonMobil Baytown Refinery | 1989 | 100 | 25.28
Sweeny Cogen Facility | 2001 | 100 | 25.28
Texas Gulf Sulphur (New Gulf) | 1985 | 100 | 19.49
Victoria Texas Plant | 1987 | 100 | 25.28
B M Davis 1 | 1974 | 100 | 25.28
Cedar Bayou 1 | 1970 | 100 | 25.28
Cedar Bayou 2 | 1972 | 100 | 25.28
Dansby 1 | 1978 | 100 | 25.28
Decker Creek 1 | 1971 | 100 | 25.28
Decker Creek 2 | 1978 | 100 | 25.28
Graham 1 | 1960 | 100 | 25.28
Graham 2 | 1969 | 100 | 25.28
Greens Bayou 5 | 1973 | 100 | 25.28
Handley 3 | 1963 | 100 | 25.28
Handley 4 | 1976 | 100 | 25.28
Handley 5 | 1977 | 100 | 25.28
Lake Hubbard 1 | 1970 | 100 | 25.28
Lake Hubbard 2 | 1973 | 100 | 25.28
Mountain Creek 6 | 1956 | 100 | 25.28
Mountain Creek 7 | 1958 | 100 | 25.28
Mountain Creek 8 | 1967 | 100 | 25.28
O W Sommers 1 | 1972 | 100 | 25.28
O W Sommers 2 | 1974 | 100 | 25.28
Pearsall 1 | 1961 | 100 | 25.28
Pearsall 2 | 1961 | 100 | 25.28
Pearsall 3 | 1961 | 100 | 25.28
Powerlane Plant 1 | 1966 | 100 | 25.28
Powerlane Plant 2 | 1967 | 100 | 25.28
Powerlane Plant 3 | 1978 | 100 | 25.28
R W Miller 1 | 1968 | 100 | 16.95
R W Miller 2 | 1972 | 100 | 25.28
R W Miller 3 | 1925 | 100 | 25.28
Ray Olinger 1 | 1967 | 100 | 16.95
Ray Olinger 2 | 1971 | 100 | 25.28
Ray Olinger 3 | 1975 | 100 | 25.28
Sim Gideon 1 | 1965 | 100 | 25.28
Sim Gideon 2 | 1968 | 100 | 25.28
Sim Gideon 3 | 1972 | 100 | 25.28
Spencer 4 | 1966 | 100 | 16.95
Spencer 5 | 1973 | 100 | 16.95
Stryker Creek 1 | 1958 | 100 | 16.95
Stryker Creek 2 | 1965 | 100 | 25.28
Trinidad 6 | 1965 | 100 | 16.95
V H Braunig 1 | 1966 | 100 | 25.28
V H Braunig 2 | 1968 | 100 | 25.28
V H Braunig 3 | 1970 | 100 | 25.28
W A Parish 1 | 1958 | 100 | 25.28
W A Parish 2 | 1958 | 100 | 25.28
W A Parish 3 | 1961 | 100 | 25.28
W A Parish 4 | 1968 | 100 | 25.28
Acacia Solar | 2012 | 100 | 22.13
Barilla Solar (FS, Pecos) | 2014 | 100 | 22.13
Blue Wing 1 Solar | 2010 | 100 | 22.13
Blue Wing 2 Solar | 2010 | 100 | 22.13
Downie Ranch Solar (OCI Alamo 5) | 2015 | 100 | 22.13
OCI Alamo 1 Solar | 2013 | 100 | 22.13
OCI Alamo 2-St. Hedwig Solar | 2014 | 100 | 22.13
OCI Alamo 3-Walzem Solar | 2014 | 100 | 22.13
OCI Alamo 4 Solar (Bracketville) | 2014 | 100 | 22.13
Renewable Energy Alternatives CCS1 | 2015 | 100 | 22.13
SunEdison CPS3 Somerset 1 Solar | 2012 | 100 | 22.13
SunEdison Rabel Road Solar | 2012 | 100 | 22.13
SunEdison Somerset 2 Solar | 2012 | 100 | 22.13
SunEdison Valley Road Solar | 2012 | 100 | 22.13
Webberville Solar | 2011 | 100 | 22.13
Notrees Battery Facility | 2012 | 100 | NA
Comanche Peak U1 | 1990 | 100 | 58.62
Comanche Peak U2 | 1993 | 100 | 58.62
South Texas U1 | 1988 | 100 | 58.62
South Texas U2 | 1989 | 100 | 58.62
Anacacho Wind | 2012 | 100 | 26.22
Barton Chapel Wind | 2007 | 100 | 26.22
Blue Summit Wind 5 | 2013 | 100 | 26.22
Blue Summit Wind 6 | 2013 | 100 | 26.22
Bobcat Bluff Wind | 2012 | 100 | 26.22
Briscoe Wind Farm | 2015 | 100 | 26.22
Buffalo Gap Wind Farm 1 | 2006 | 100 | 26.22
Buffalo Gap Wind Farm 2_1 | 2007 | 100 | 26.22
Buffalo Gap Wind Farm 2_2 | 2007 | 100 | 26.22
Buffalo Gap Wind Farm 3 | 2008 | 100 | 26.22
Bull Creek Wind Plant U1 | 2009 | 100 | 26.22
Bull Creek Wind Plant U2 | 2009 | 100 | 26.22
Callahan Wind | 2004 | 100 | 26.22
Camp Springs Wind 1 | 2007 | 100 | 26.22
Camp Springs Wind 2 | 2007 | 100 | 26.22
Capricorn Ridge Wind 1 | 2007 | 100 | 26.22
Capricorn Ridge Wind 2 | 2008 | 100 | 26.22
Capricorn Ridge Wind 3 | 2007 | 100 | 26.22
Capricorn Ridge Wind 4 | 2008 | 100 | 26.22
Cedro Hill Wind 1 | 2010 | 100 | 26.22
Cedro Hill Wind 2 | 2010 | 100 | 26.22
Champion Wind Farm | 2008 | 100 | 26.22
Desert Sky Wind Farm 1 | 2002 | 100 | 26.22
Desert Sky Wind Farm 2 | 2002 | 100 | 26.22
Elbow Creek Wind | 2008 | 100 | 26.22
Forest Creek Wind Farm | 2007 | 100 | 26.22
Goat Wind | 2008 | 100 | 26.22
Goat Wind 2 | 2010 | 100 | 26.22
Goldthwaite Wind 1 | 2014 | 100 | 26.22
Grandview 1 (Conway) GV1A | 2014 | 100 | 26.22
Grandview 1 (Conway) GV1B | 2014 | 100 | 26.22
Green Mountain Wind (Brazos) U1 | 2003 | 100 | 26.22
Green Mountain Wind (Brazos) U2 | 2003 | 100 | 26.22
Green Pastures Wind 1 | 2015 | 100 | 26.22
Green Pastures Wind 2 | 2015 | 100 | 26.22
Hackberry Wind Farm | 2008 | 100 | 26.22
Hereford Wind G | 2015 | 100 | 26.22
Hereford Wind V | 2015 | 100 | 26.22
Horse Hollow Wind 1 | 2005 | 100 | 26.22
Horse Hollow Wind 2 | 2006 | 100 | 26.22
Horse Hollow Wind 3 | 2006 | 100 | 26.22
Horse Hollow Wind 4 | 2006 | 100 | 26.22
Inadale Wind | 2008 | 100 | 26.22
Indian Mesa Wind Farm | 2001 | 100 | 26.22
Javelina Wind Energy | 2015 | 100 | 26.22
Jumbo Road Wind 1 | 2015 | 100 | 26.22
Jumbo Road Wind 2 | 2015 | 100 | 26.22
Keechi Wind 138 KV Joplin | 2014 | 100 | 26.22
King Mountain Wind NE | 2001 | 100 | 26.22
King Mountain Wind NW | 2001 | 100 | 26.22
King Mountain Wind SE | 2001 | 100 | 26.22
King Mountain Wind SW | 2001 | 100 | 26.22
Langford Wind Power | 2009 | 100 | 26.22
Logan's Gap Wind I U1 | 2015 | 100 | 26.22
Logan's Gap Wind I U2 | 2015 | 100 | 26.22
Lone Star Wind 1 (Mesquite) | 2006 | 100 | 26.22
Lone Star Wind 2 (Post Oak) U1 | 2007 | 100 | 26.22
Lone Star Wind 2 (Post Oak) U2 | 2007 | 100 | 26.22
Longhorn Wind North U1 | 2015 | 100 | 26.22
Longhorn Wind North U2 | 2015 | 100 | 26.22
Loraine Windpark I | 2009 | 100 | 26.22
Loraine Windpark II | 2009 | 100 | 26.22
Loraine Windpark III | 2011 | 100 | 26.22
Loraine Windpark IV | 2011 | 100 | 26.22
Los Vientos Wind III | 2015 | 100 | 26.22
McAdoo Wind Farm | 2008 | 100 | 26.22
Mesquite Creek Wind 1 | 2015 | 100 | 26.22
Mesquite Creek Wind 2 | 2015 | 100 | 26.22
Miami Wind G1 | 2014 | 100 | 26.22
Miami Wind G2 | 2014 | 100 | 26.22
Notrees Wind Farm 1 | 2009 | 100 | 26.22
Notrees Wind Farm 2 | 2009 | 100 | 26.22
Ocotillo Wind Farm | 2008 | 100 | 26.22
Panhandle Wind 1 U1 | 2014 | 100 | 26.22
Panhandle Wind 1 U2 | 2014 | 100 | 26.22
Panhandle Wind 2 U1 | 2014 | 100 | 26.22
Panhandle Wind 2 U2 | 2014 | 100 | 26.22
Panther Creek 1 | 2008 | 100 | 26.22
Panther Creek 2 | 2008 | 100 | 26.22
Panther Creek 3 | 2009 | 100 | 26.22
Pecos Wind (Woodward 1) | 2001 | 100 | 26.22
Pecos Wind (Woodward 2) | 2001 | 100 | 26.22
Pyron Wind Farm | 2008 | 100 | 26.22
Rattlesnake Den Wind 1 G1 | 2015 | 100 | 26.22
Rattlesnake Den Wind 1 G2 | 2015 | 100 | 26.22
Red Canyon Wind | 2006 | 100 | 26.22
Roscoe Wind Farm | 2008 | 100 | 26.22
Route 66 Wind | 2015 | 100 | 26.22
Sand Bluff Wind Farm | 2008 | 100 | 26.22
Senate Wind | 2012 | 100 | 26.22
Shannon Wind | 2015 | 100 | 26.22
Sherbino 1 Wind | 2008 | 100 | 26.22
Sherbino 2 Wind | 2011 | 100 | 26.22
Silver Star Wind | 2008 | 100 | 26.22
Snyder Wind Farm | 2007 | 100 | 26.22
South Plains Wind 1 | 2015 | 100 | 26.22
South Plains Wind 2 | 2015 | 100 | 26.22
South Trent Wind Farm | 2008 | 100 | 26.22
Spinning Spur 3 Wind 1 | 2015 | 100 | 26.22
Spinning Spur 3 Wind 2 | 2015 | 100 | 26.22
Spinning Spur Wind Two | 2014 | 100 | 26.22
Stanton Wind Energy | 2008 | 100 | 26.22
Stephens Ranch Wind 1 | 2014 | 100 | 26.22
Stephens Ranch Wind 2 | 2015 | 100 | 26.22
Sweetwater Wind 1 | 2003 | 100 | 26.22
Sweetwater Wind 2A | 2006 | 100 | 26.22
Sweetwater Wind 2B | 2004 | 100 | 26.22
Sweetwater Wind 3A | 2011 | 100 | 26.22
Sweetwater Wind 3B | 2011 | 100 | 26.22
Sweetwater Wind 4-4A | 2007 | 100 | 26.22
Sweetwater Wind 4-4B | 2007 | 100 | 26.22
Sweetwater Wind 4-5 | 2007 | 100 | 26.22
Texas Big Spring Wind A | 1999 | 100 | 26.22
Texas Big Spring Wind B | 1999 | 100 | 26.22
Trent Wind Farm | 2001 | 100 | 26.22
Trinity Hills Wind 1 | 2012 | 100 | 26.22
Trinity Hills Wind 2 | 2012 | 100 | 26.22
TSTC West Texas Wind | 2008 | 100 | 26.22
Turkey Track Wind Energy Center | 2008 | 100 | 26.22
West Texas Wind Energy | 1999 | 100 | 26.22
Whirlwind Energy | 2007 | 100 | 26.22
Whitetail Wind Energy | 2012 | 100 | 26.22
Windthorst 2 | 2014 | 100 | 26.22
WKN Mozart Wind | 2012 | 100 | 26.22
Wolf Flats Wind (Wind Mgt) | 2007 | 100 | 26.22
Wolf Ridge Wind | 2008 | 100 | 26.22
Cameron Wind | 2015 | 100 | 26.22
Gulf Wind I | 2010 | 100 | 26.22
Gulf Wind II | 2010 | 100 | 26.22
Harbor Wind | 2012 | 100 | 26.22
Los Vientos Wind I | 2013 | 100 | 26.22
Los Vientos Wind II | 2013 | 100 | 26.22
Magic Valley Wind (Redfish) 1A | 2012 | 100 | 26.22
Magic Valley Wind (Redfish) 1B | 2012 | 100 | 26.22
Papalote Creek Wind Farm | 2009 | 100 | 26.22
Papalote Creek Wind Farm II | 2010 | 100 | 26.22
Penascal Wind 1 | 2009 | 100 | 26.22
Penascal Wind 2 | 2009 | 100 | 26.22
Penascal Wind 3 | 2011 | 100 | 26.22

## variable_capacity_factors.tab
GENERATION_PROJECT | timepoint | gen_max_capacity_factor
Austin Area LFG | 1 | 1
Austin Area LFG | 2 | 1
Dallas-Fort Worth Area LFG | 1 | 1
Dallas-Fort Worth Area LFG | 2 | 1
Houston Area LFG | 1 | 1
Houston Area LFG | 2 | 1
San Antonio Area LFG | 1 | 1
San Antonio Area LFG | 2 | 1
Lufkin Biomass | 1 | 1
Lufkin Biomass | 2 | 1
Nacogdoches Power | 1 | 1
Nacogdoches Power | 2 | 1
Limestone 2 | 1 | 1
Limestone 2 | 2 | 1
Oak Grove SES Unit 1 | 1 | 1
Oak Grove SES Unit 1 | 2 | 1
Oak Grove SES Unit 2 | 1 | 1
Oak Grove SES Unit 2 | 2 | 1
Sandow U4 | 1 | 1
Sandow U4 | 2 | 1
Big Brown 1 | 1 | 1
Big Brown 1 | 2 | 1
Martin Lake 1 | 1 | 1
Martin Lake 1 | 2 | 1
Martin Lake 2 | 1 | 1
Martin Lake 2 | 2 | 1
Monticello U2 | 1 | 1
Monticello U2 | 2 | 1
San Miguel 1 | 1 | 1
San Miguel 1 | 2 | 1
Sandow U5 | 1 | 1
Sandow U5 | 2 | 1
Twin Oaks 1 | 1 | 1
Twin Oaks 1 | 2 | 1
Twin Oaks 2 | 1 | 1
Twin Oaks 2 | 2 | 1
Big Brown 2 | 1 | 1
Big Brown 2 | 2 | 1
Coleto Creek | 1 | 1
Coleto Creek | 2 | 1
Fayette Power Project 1 | 1 | 1
Fayette Power Project 1 | 2 | 1
Fayette Power Project 2 | 1 | 1
Fayette Power Project 2 | 2 | 1
Fayette Power Project 3 | 1 | 1
Fayette Power Project 3 | 2 | 1
Gibbons Creek 1 | 1 | 1
Gibbons Creek 1 | 2 | 1
J K Spruce 1 | 1 | 1
J K Spruce 1 | 2 | 1
J K Spruce 2 | 1 | 1
J K Spruce 2 | 2 | 1
Limestone 1 | 1 | 1
Limestone 1 | 2 | 1
Oklaunion 1 | 1 | 1
Oklaunion 1 | 2 | 1
W A Parish 5 | 1 | 1
W A Parish 5 | 2 | 1
W A Parish 6 | 1 | 1
W A Parish 6 | 2 | 1
W A Parish 7 | 1 | 1
W A Parish 7 | 2 | 1
W A Parish 8 | 1 | 1
W A Parish 8 | 2 | 1
J T Deely 1 | 1 | 1
J T Deely 1 | 2 | 1
J T Deely 2 | 1 | 1
J T Deely 2 | 2 | 1
Martin Lake 3 | 1 | 1
Martin Lake 3 | 2 | 1
Monticello U1 | 1 | 1
Monticello U1 | 2 | 1
Monticello U3 | 1 | 1
Monticello U3 | 2 | 1
Sandy Creek 1 | 1 | 1
Sandy Creek 1 | 2 | 1
Hydro LCRA LZ | 1 | 1
Hydro LCRA LZ | 2 | 1
Hydro North LZ | 1 | 1
Hydro North LZ | 2 | 1
Hydro RCEC LZ | 1 | 1
Hydro RCEC LZ | 2 | 1
Hydro South LZ | 1 | 1
Hydro South LZ | 2 | 1
Hydro West LZ | 1 | 1
Hydro West LZ | 2 | 1
Arthur Von Rosenberg 1 | 1 | 1
Arthur Von Rosenberg 1 | 2 | 1
B M Davis 3 | 1 | 1
B M Davis 3 | 2 | 1
Bastrop Energy Center 1 | 1 | 1
Bastrop Energy Center 1 | 2 | 1
Bosque County CC 1 | 1 | 1
Bosque County CC 1 | 2 | 1
Bosque County CC 2 | 1 | 1
Bosque County CC 2 | 2 | 1
Brazos Valley 1 | 1 | 1
Brazos Valley 1 | 2 | 1
Cedar Bayou 4 | 1 | 1
Cedar Bayou 4 | 2 | 1
Colorado Bend Energy Center 1 | 1 | 1
Colorado Bend Energy Center 1 | 2 | 1
Colorado Bend Energy Center 2 | 1 | 1
Colorado Bend Energy Center 2 | 2 | 1
Ennis Power Station 1 | 1 | 1
Ennis Power Station 1 | 2 | 1
Ferguson Replacement | 1 | 1
Ferguson Replacement | 2 | 1
Forney Energy Center 1 | 1 | 1
Forney Energy Center 1 | 2 | 1
Forney Energy Center 2 | 1 | 1
Forney Energy Center 2 | 2 | 1
Freestone Energy Center 1 | 1 | 1
Freestone Energy Center 1 | 2 | 1
Frontera 1 | 1 | 1
Frontera 1 | 2 | 1
Guadalupe Generating Station 1 | 1 | 1
Guadalupe Generating Station 1 | 2 | 1
Hays Energy Facility 1 | 1 | 1
Hays Energy Facility 1 | 2 | 1
Hidalgo 1 | 1 | 1
Hidalgo 1 | 2 | 1
Jack County Generation Facility 1 | 1 | 1
Jack County Generation Facility 1 | 2 | 1
Jack County Generation Facility 2 | 1 | 1
Jack County Generation Facility 2 | 2 | 1
Johnson County | 1 | 1
Johnson County | 2 | 1
Lamar Power Project 1 | 1 | 1
Lamar Power Project 1 | 2 | 1
Lost Pines 1 | 1 | 1
Lost Pines 1 | 2 | 1
Magic Valley Station | 1 | 1
Magic Valley Station | 2 | 1
Midlothian 1 | 1 | 1
Midlothian 1 | 2 | 1
Midlothian 2 | 1 | 1
Midlothian 2 | 2 | 1
Nueces Bay 8 | 1 | 1
Nueces Bay 8 | 2 | 1
Odessa Ector Generating Station 1 | 1 | 1
Odessa Ector Generating Station 1 | 2 | 1
Panda Sherman | 1 | 1
Panda Sherman | 2 | 1
Panda Temple 1 | 1 | 1
Panda Temple 1 | 2 | 1
Panda Temple II CTG1 | 1 | 1
Panda Temple II CTG1 | 2 | 1
Panda Temple II CTG2 | 1 | 1
Panda Temple II CTG2 | 2 | 1
Panda Temple II STG | 1 | 1
Panda Temple II STG | 2 | 1
Paris Energy Center 1 | 1 | 1
Paris Energy Center 1 | 2 | 1
Quail Run Energy 1 | 1 | 1
Quail Run Energy 1 | 2 | 1
Rio Nogales 1 | 1 | 1
Rio Nogales 1 | 2 | 1
Sam Rayburn 10 | 1 | 1
Sam Rayburn 10 | 2 | 1
Sand Hill Energy Center 5a | 1 | 1
Sand Hill Energy Center 5a | 2 | 1
Silas Ray 9 | 1 | 1
Silas Ray 9 | 2 | 1
T H Wharton 3 | 1 | 1
T H Wharton 3 | 2 | 1
T H Wharton 4 | 1 | 1
T H Wharton 4 | 2 | 1
Tenaska Frontier Station | 1 | 1
Tenaska Frontier Station | 2 | 1
Tenaska Gateway Station | 1 | 1
Tenaska Gateway Station | 2 | 1
Tenaska Kiamichi Station 1 | 1 | 1
Tenaska Kiamichi Station 1 | 2 | 1
Tenaska Kiamichi Station 2 | 1 | 1
Tenaska Kiamichi Station 2 | 2 | 1
Victoria Power Station | 1 | 1
Victoria Power Station | 2 | 1
Wise County Power LP | 1 | 1
Wise County Power LP | 2 | 1
Wolf Hollow Power Proj 1 | 1 | 1
Wolf Hollow Power Proj 1 | 2 | 1
Baytown Energy Center | 1 | 1
Baytown Energy Center | 2 | 1
C R Wing Cogen Plant | 1 | 1
C R Wing Cogen Plant | 2 | 1
Channel Energy Center | 1 | 1
Channel Energy Center | 2 | 1
Channelview Cogen Plant | 1 | 1
Channelview Cogen Plant | 2 | 1
Clear Lake Cogeneration Ltd | 1 | 1
Clear Lake Cogeneration Ltd | 2 | 1
Corpus Christi Energy Center | 1 | 1
Corpus Christi Energy Center | 2 | 1
Deer Park Energy Center 1 | 1 | 1
Deer Park Energy Center 1 | 2 | 1
Freeport Energy Center | 1 | 1
Freeport Energy Center | 2 | 1
Green Power 2 | 1 | 1
Green Power 2 | 2 | 1
Gregory Power Facility | 1 | 1
Gregory Power Facility | 2 | 1
Houston Chemical Complex Battleground | 1 | 1
Houston Chemical Complex Battleground | 2 | 1
Ingleside Cogeneration | 1 | 1
Ingleside Cogeneration | 2 | 1
Optim Energy Altura Cogen | 1 | 1
Optim Energy Altura Cogen | 2 | 1
Oyster Creek Unit VIII | 1 | 1
Oyster Creek Unit VIII | 2 | 1
Pasadena Cogeneration | 1 | 1
Pasadena Cogeneration | 2 | 1
Texas City 1 | 1 | 1
Texas City 1 | 2 | 1
Wichita Falls Cogeneration Plant | 1 | 1
Wichita Falls Cogeneration Plant | 2 | 1
Greenville Powerlane IC1 | 1 | 1
Greenville Powerlane IC1 | 2 | 1
Greenville Powerlane IC2 | 1 | 1
Greenville Powerlane IC2 | 2 | 1
Greenville Powerlane IC3 | 1 | 1
Greenville Powerlane IC3 | 2 | 1
Pearsall IC Engine Plant A | 1 | 1
Pearsall IC Engine Plant A | 2 | 1
Pearsall IC Engine Plant B | 1 | 1
Pearsall IC Engine Plant B | 2 | 1
Pearsall IC Engine Plant C | 1 | 1
Pearsall IC Engine Plant C | 2 | 1
Pearsall IC Engine Plant D | 1 | 1
Pearsall IC Engine Plant D | 2 | 1
Bryan Atkins 7 | 1 | 1
Bryan Atkins 7 | 2 | 1
Dansby 2 | 1 | 1
Dansby 2 | 2 | 1
Dansby 3 | 1 | 1
Dansby 3 | 2 | 1
Decker Creek G1 | 1 | 1
Decker Creek G1 | 2 | 1
Decker Creek G2 | 1 | 1
Decker Creek G2 | 2 | 1
Decker Creek G3 | 1 | 1
Decker Creek G3 | 2 | 1
Decker Creek G4 | 1 | 1
Decker Creek G4 | 2 | 1
DeCordova 1 | 1 | 1
DeCordova 1 | 2 | 1
DeCordova 2 | 1 | 1
DeCordova 2 | 2 | 1
DeCordova 3 | 1 | 1
DeCordova 3 | 2 | 1
DeCordova 4 | 1 | 1
DeCordova 4 | 2 | 1
Ector County Energy | 1 | 1
Ector County Energy | 2 | 1
ExTex La Porte Power Station AirPro 1 | 1 | 1
ExTex La Porte Power Station AirPro 1 | 2 | 1
ExTex La Porte Power Station AirPro 2 | 1 | 1
ExTex La Porte Power Station AirPro 2 | 2 | 1
ExTex La Porte Power Station AirPro 3 | 1 | 1
ExTex La Porte Power Station AirPro 3 | 2 | 1
ExTex La Porte Power Station AirPro 4 | 1 | 1
ExTex La Porte Power Station AirPro 4 | 2 | 1
Greens Bayou 73 | 1 | 1
Greens Bayou 73 | 2 | 1
Greens Bayou 74 | 1 | 1
Greens Bayou 74 | 2 | 1
Greens Bayou 81 | 1 | 1
Greens Bayou 81 | 2 | 1
Greens Bayou 82 | 1 | 1
Greens Bayou 82 | 2 | 1
Greens Bayou 83 | 1 | 1
Greens Bayou 83 | 2 | 1
Greens Bayou 84 | 1 | 1
Greens Bayou 84 | 2 | 1
Laredo Peaking 4 | 1 | 1
Laredo Peaking 4 | 2 | 1
Laredo Peaking 5 | 1 | 1
Laredo Peaking 5 | 2 | 1
Leon Creek Peaking 1 | 1 | 1
Leon Creek Peaking 1 | 2 | 1
Leon Creek Peaking 2 | 1 | 1
Leon Creek Peaking 2 | 2 | 1
Leon Creek Peaking 3 | 1 | 1
Leon Creek Peaking 3 | 2 | 1
Leon Creek Peaking 4 | 1 | 1
Leon Creek Peaking 4 | 2 | 1
Morgan Creek 1 | 1 | 1
Morgan Creek 1 | 2 | 1
Morgan Creek 2 | 1 | 1
Morgan Creek 2 | 2 | 1
Morgan Creek 3 | 1 | 1
Morgan Creek 3 | 2 | 1
Morgan Creek 4 | 1 | 1
Morgan Creek 4 | 2 | 1
Morgan Creek 5 | 1 | 1
Morgan Creek 5 | 2 | 1
Morgan Creek 6 | 1 | 1
Morgan Creek 6 | 2 | 1
Permian Basin 1 | 1 | 1
Permian Basin 1 | 2 | 1
Permian Basin 2 | 1 | 1
Permian Basin 2 | 2 | 1
Permian Basin 3 | 1 | 1
Permian Basin 3 | 2 | 1
Permian Basin 4 | 1 | 1
Permian Basin 4 | 2 | 1
Permian Basin 5 | 1 | 1
Permian Basin 5 | 2 | 1
R W Miller 4 | 1 | 1
R W Miller 4 | 2 | 1
R W Miller 5 | 1 | 1
R W Miller 5 | 2 | 1
Ray Olinger 4 | 1 | 1
Ray Olinger 4 | 2 | 1
Sam Rayburn GT 1 | 1 | 1
Sam Rayburn GT 1 | 2 | 1
Sam Rayburn GT 2 | 1 | 1
Sam Rayburn GT 2 | 2 | 1
San Jacinto SES CTG 1 | 1 | 1
San Jacinto SES CTG 1 | 2 | 1
San Jacinto SES CTG 2 | 1 | 1
San Jacinto SES CTG 2 | 2 | 1
Sand Hill Energy Center GT 1 | 1 | 1
Sand Hill Energy Center GT 1 | 2 | 1
Sand Hill Energy Center GT 2 | 1 | 1
Sand Hill Energy Center GT 2 | 2 | 1
Sand Hill Energy Center GT 3 | 1 | 1
Sand Hill Energy Center GT 3 | 2 | 1
Sand Hill Energy Center GT 4 | 1 | 1
Sand Hill Energy Center GT 4 | 2 | 1
Sand Hill Energy Center GT 6 | 1 | 1
Sand Hill Energy Center GT 6 | 2 | 1
Sand Hill Energy Center GT 7 | 1 | 1
Sand Hill Energy Center GT 7 | 2 | 1
Silas Ray 10 | 1 | 1
Silas Ray 10 | 2 | 1
T H Wharton G 1 | 1 | 1
T H Wharton G 1 | 2 | 1
T H Wharton GT 51 | 1 | 1
T H Wharton GT 51 | 2 | 1
T H Wharton GT 52 | 1 | 1
T H Wharton GT 52 | 2 | 1
T H Wharton GT 53 | 1 | 1
T H Wharton GT 53 | 2 | 1
T H Wharton GT 54 | 1 | 1
T H Wharton GT 54 | 2 | 1
T H Wharton GT 55 | 1 | 1
T H Wharton GT 55 | 2 | 1
T H Wharton GT 56 | 1 | 1
T H Wharton GT 56 | 2 | 1
V H Braunig 5 | 1 | 1
V H Braunig 5 | 2 | 1
V H Braunig 6 | 1 | 1
V H Braunig 6 | 2 | 1
V H Braunig 7 | 1 | 1
V H Braunig 7 | 2 | 1
V H Braunig 8 | 1 | 1
V H Braunig 8 | 2 | 1
W A Parish Petra Nova | 1 | 1
W A Parish Petra Nova | 2 | 1
W A Parish T1 | 1 | 1
W A Parish T1 | 2 | 1
Winchester Power Park 1 | 1 | 1
Winchester Power Park 1 | 2 | 1
Winchester Power Park 2 | 1 | 1
Winchester Power Park 2 | 2 | 1
Winchester Power Park 3 | 1 | 1
Winchester Power Park 3 | 2 | 1
Winchester Power Park 4 | 1 | 1
Winchester Power Park 4 | 2 | 1
Bayou Cogen Plant | 1 | 1
Bayou Cogen Plant | 2 | 1
BP Chemicals Green Lake Plant | 1 | 1
BP Chemicals Green Lake Plant | 2 | 1
Equistar Corpus Christi | 1 | 1
Equistar Corpus Christi | 2 | 1
ExxonMobil Baytown Refinery | 1 | 1
ExxonMobil Baytown Refinery | 2 | 1
Sweeny Cogen Facility | 1 | 1
Sweeny Cogen Facility | 2 | 1
Texas Gulf Sulphur (New Gulf) | 1 | 1
Texas Gulf Sulphur (New Gulf) | 2 | 1
Victoria Texas Plant | 1 | 1
Victoria Texas Plant | 2 | 1
B M Davis 1 | 1 | 1
B M Davis 1 | 2 | 1
Cedar Bayou 1 | 1 | 1
Cedar Bayou 1 | 2 | 1
Cedar Bayou 2 | 1 | 1
Cedar Bayou 2 | 2 | 1
Dansby 1 | 1 | 1
Dansby 1 | 2 | 1
Decker Creek 1 | 1 | 1
Decker Creek 1 | 2 | 1
Decker Creek 2 | 1 | 1
Decker Creek 2 | 2 | 1
Graham 1 | 1 | 1
Graham 1 | 2 | 1
Graham 2 | 1 | 1
Graham 2 | 2 | 1
Greens Bayou 5 | 1 | 1
Greens Bayou 5 | 2 | 1
Handley 3 | 1 | 1
Handley 3 | 2 | 1
Handley 4 | 1 | 1
Handley 4 | 2 | 1
Handley 5 | 1 | 1
Handley 5 | 2 | 1
Lake Hubbard 1 | 1 | 1
Lake Hubbard 1 | 2 | 1
Lake Hubbard 2 | 1 | 1
Lake Hubbard 2 | 2 | 1
Mountain Creek 6 | 1 | 1
Mountain Creek 6 | 2 | 1
Mountain Creek 7 | 1 | 1
Mountain Creek 7 | 2 | 1
Mountain Creek 8 | 1 | 1
Mountain Creek 8 | 2 | 1
O W Sommers 1 | 1 | 1
O W Sommers 1 | 2 | 1
O W Sommers 2 | 1 | 1
O W Sommers 2 | 2 | 1
Pearsall 1 | 1 | 1
Pearsall 1 | 2 | 1
Pearsall 2 | 1 | 1
Pearsall 2 | 2 | 1
Pearsall 3 | 1 | 1
Pearsall 3 | 2 | 1
Powerlane Plant 1 | 1 | 1
Powerlane Plant 1 | 2 | 1
Powerlane Plant 2 | 1 | 1
Powerlane Plant 2 | 2 | 1
Powerlane Plant 3 | 1 | 1
Powerlane Plant 3 | 2 | 1
R W Miller 1 | 1 | 1
R W Miller 1 | 2 | 1
R W Miller 2 | 1 | 1
R W Miller 2 | 2 | 1
R W Miller 3 | 1 | 1
R W Miller 3 | 2 | 1
Ray Olinger 1 | 1 | 1
Ray Olinger 1 | 2 | 1
Ray Olinger 2 | 1 | 1
Ray Olinger 2 | 2 | 1
Ray Olinger 3 | 1 | 1
Ray Olinger 3 | 2 | 1
Sim Gideon 1 | 1 | 1
Sim Gideon 1 | 2 | 1
Sim Gideon 2 | 1 | 1
Sim Gideon 2 | 2 | 1
Sim Gideon 3 | 1 | 1
Sim Gideon 3 | 2 | 1
Spencer 4 | 1 | 1
Spencer 4 | 2 | 1
Spencer 5 | 1 | 1
Spencer 5 | 2 | 1
Stryker Creek 1 | 1 | 1
Stryker Creek 1 | 2 | 1
Stryker Creek 2 | 1 | 1
Stryker Creek 2 | 2 | 1
Trinidad 6 | 1 | 1
Trinidad 6 | 2 | 1
V H Braunig 1 | 1 | 1
V H Braunig 1 | 2 | 1
V H Braunig 2 | 1 | 1
V H Braunig 2 | 2 | 1
V H Braunig 3 | 1 | 1
V H Braunig 3 | 2 | 1
W A Parish 1 | 1 | 1
W A Parish 1 | 2 | 1
W A Parish 2 | 1 | 1
W A Parish 2 | 2 | 1
W A Parish 3 | 1 | 1
W A Parish 3 | 2 | 1
W A Parish 4 | 1 | 1
W A Parish 4 | 2 | 1
Acacia Solar | 1 | 1
Acacia Solar | 2 | 1
Barilla Solar (FS, Pecos) | 1 | 1
Barilla Solar (FS, Pecos) | 2 | 1
Blue Wing 1 Solar | 1 | 1
Blue Wing 1 Solar | 2 | 1
Blue Wing 2 Solar | 1 | 1
Blue Wing 2 Solar | 2 | 1
Downie Ranch Solar (OCI Alamo 5) | 1 | 1
Downie Ranch Solar (OCI Alamo 5) | 2 | 1
OCI Alamo 1 Solar | 1 | 1
OCI Alamo 1 Solar | 2 | 1
OCI Alamo 2-St. Hedwig Solar | 1 | 1
OCI Alamo 2-St. Hedwig Solar | 2 | 1
OCI Alamo 3-Walzem Solar | 1 | 1
OCI Alamo 3-Walzem Solar | 2 | 1
OCI Alamo 4 Solar (Bracketville) | 1 | 1
OCI Alamo 4 Solar (Bracketville) | 2 | 1
Renewable Energy Alternatives CCS1 | 1 | 1
Renewable Energy Alternatives CCS1 | 2 | 1
SunEdison CPS3 Somerset 1 Solar | 1 | 1
SunEdison CPS3 Somerset 1 Solar | 2 | 1
SunEdison Rabel Road Solar | 1 | 1
SunEdison Rabel Road Solar | 2 | 1
SunEdison Somerset 2 Solar | 1 | 1
SunEdison Somerset 2 Solar | 2 | 1
SunEdison Valley Road Solar | 1 | 1
SunEdison Valley Road Solar | 2 | 1
Webberville Solar | 1 | 1
Webberville Solar | 2 | 1
Notrees Battery Facility | 1 | 1
Notrees Battery Facility | 2 | 1
Comanche Peak U1 | 1 | 1
Comanche Peak U1 | 2 | 1
Comanche Peak U2 | 1 | 1
Comanche Peak U2 | 2 | 1
South Texas U1 | 1 | 1
South Texas U1 | 2 | 1
South Texas U2 | 1 | 1
South Texas U2 | 2 | 1
Anacacho Wind | 1 | 1
Anacacho Wind | 2 | 1
Barton Chapel Wind | 1 | 1
Barton Chapel Wind | 2 | 1
Blue Summit Wind 5 | 1 | 1
Blue Summit Wind 5 | 2 | 1
Blue Summit Wind 6 | 1 | 1
Blue Summit Wind 6 | 2 | 1
Bobcat Bluff Wind | 1 | 1
Bobcat Bluff Wind | 2 | 1
Briscoe Wind Farm | 1 | 1
Briscoe Wind Farm | 2 | 1
Buffalo Gap Wind Farm 1 | 1 | 1
Buffalo Gap Wind Farm 1 | 2 | 1
Buffalo Gap Wind Farm 2_1 | 1 | 1
Buffalo Gap Wind Farm 2_1 | 2 | 1
Buffalo Gap Wind Farm 2_2 | 1 | 1
Buffalo Gap Wind Farm 2_2 | 2 | 1
Buffalo Gap Wind Farm 3 | 1 | 1
Buffalo Gap Wind Farm 3 | 2 | 1
Bull Creek Wind Plant U1 | 1 | 1
Bull Creek Wind Plant U1 | 2 | 1
Bull Creek Wind Plant U2 | 1 | 1
Bull Creek Wind Plant U2 | 2 | 1
Callahan Wind | 1 | 1
Callahan Wind | 2 | 1
Camp Springs Wind 1 | 1 | 1
Camp Springs Wind 1 | 2 | 1
Camp Springs Wind 2 | 1 | 1
Camp Springs Wind 2 | 2 | 1
Capricorn Ridge Wind 1 | 1 | 1
Capricorn Ridge Wind 1 | 2 | 1
Capricorn Ridge Wind 2 | 1 | 1
Capricorn Ridge Wind 2 | 2 | 1
Capricorn Ridge Wind 3 | 1 | 1
Capricorn Ridge Wind 3 | 2 | 1
Capricorn Ridge Wind 4 | 1 | 1
Capricorn Ridge Wind 4 | 2 | 1
Cedro Hill Wind 1 | 1 | 1
Cedro Hill Wind 1 | 2 | 1
Cedro Hill Wind 2 | 1 | 1
Cedro Hill Wind 2 | 2 | 1
Champion Wind Farm | 1 | 1
Champion Wind Farm | 2 | 1
Desert Sky Wind Farm 1 | 1 | 1
Desert Sky Wind Farm 1 | 2 | 1
Desert Sky Wind Farm 2 | 1 | 1
Desert Sky Wind Farm 2 | 2 | 1
Elbow Creek Wind | 1 | 1
Elbow Creek Wind | 2 | 1
Forest Creek Wind Farm | 1 | 1
Forest Creek Wind Farm | 2 | 1
Goat Wind | 1 | 1
Goat Wind | 2 | 1
Goat Wind 2 | 1 | 1
Goat Wind 2 | 2 | 1
Goldthwaite Wind 1 | 1 | 1
Goldthwaite Wind 1 | 2 | 1
Grandview 1 (Conway) GV1A | 1 | 1
Grandview 1 (Conway) GV1A | 2 | 1
Grandview 1 (Conway) GV1B | 1 | 1
Grandview 1 (Conway) GV1B | 2 | 1
Green Mountain Wind (Brazos) U1 | 1 | 1
Green Mountain Wind (Brazos) U1 | 2 | 1
Green Mountain Wind (Brazos) U2 | 1 | 1
Green Mountain Wind (Brazos) U2 | 2 | 1
Green Pastures Wind 1 | 1 | 1
Green Pastures Wind 1 | 2 | 1
Green Pastures Wind 2 | 1 | 1
Green Pastures Wind 2 | 2 | 1
Hackberry Wind Farm | 1 | 1
Hackberry Wind Farm | 2 | 1
Hereford Wind G | 1 | 1
Hereford Wind G | 2 | 1
Hereford Wind V | 1 | 1
Hereford Wind V | 2 | 1
Horse Hollow Wind 1 | 1 | 1
Horse Hollow Wind 1 | 2 | 1
Horse Hollow Wind 2 | 1 | 1
Horse Hollow Wind 2 | 2 | 1
Horse Hollow Wind 3 | 1 | 1
Horse Hollow Wind 3 | 2 | 1
Horse Hollow Wind 4 | 1 | 1
Horse Hollow Wind 4 | 2 | 1
Inadale Wind | 1 | 1
Inadale Wind | 2 | 1
Indian Mesa Wind Farm | 1 | 1
Indian Mesa Wind Farm | 2 | 1
Javelina Wind Energy | 1 | 1
Javelina Wind Energy | 2 | 1
Jumbo Road Wind 1 | 1 | 1
Jumbo Road Wind 1 | 2 | 1
Jumbo Road Wind 2 | 1 | 1
Jumbo Road Wind 2 | 2 | 1
Keechi Wind 138 KV Joplin | 1 | 1
Keechi Wind 138 KV Joplin | 2 | 1
King Mountain Wind NE | 1 | 1
King Mountain Wind NE | 2 | 1
King Mountain Wind NW | 1 | 1
King Mountain Wind NW | 2 | 1
King Mountain Wind SE | 1 | 1
King Mountain Wind SE | 2 | 1
King Mountain Wind SW | 1 | 1
King Mountain Wind SW | 2 | 1
Langford Wind Power | 1 | 1
Langford Wind Power | 2 | 1
Logan's Gap Wind I U1 | 1 | 1
Logan's Gap Wind I U1 | 2 | 1
Logan's Gap Wind I U2 | 1 | 1
Logan's Gap Wind I U2 | 2 | 1
Lone Star Wind 1 (Mesquite) | 1 | 1
Lone Star Wind 1 (Mesquite) | 2 | 1
Lone Star Wind 2 (Post Oak) U1 | 1 | 1
Lone Star Wind 2 (Post Oak) U1 | 2 | 1
Lone Star Wind 2 (Post Oak) U2 | 1 | 1
Lone Star Wind 2 (Post Oak) U2 | 2 | 1
Longhorn Wind North U1 | 1 | 1
Longhorn Wind North U1 | 2 | 1
Longhorn Wind North U2 | 1 | 1
Longhorn Wind North U2 | 2 | 1
Loraine Windpark I | 1 | 1
Loraine Windpark I | 2 | 1
Loraine Windpark II | 1 | 1
Loraine Windpark II | 2 | 1
Loraine Windpark III | 1 | 1
Loraine Windpark III | 2 | 1
Loraine Windpark IV | 1 | 1
Loraine Windpark IV | 2 | 1
Los Vientos Wind III | 1 | 1
Los Vientos Wind III | 2 | 1
McAdoo Wind Farm | 1 | 1
McAdoo Wind Farm | 2 | 1
Mesquite Creek Wind 1 | 1 | 1
Mesquite Creek Wind 1 | 2 | 1
Mesquite Creek Wind 2 | 1 | 1
Mesquite Creek Wind 2 | 2 | 1
Miami Wind G1 | 1 | 1
Miami Wind G1 | 2 | 1
Miami Wind G2 | 1 | 1
Miami Wind G2 | 2 | 1
Notrees Wind Farm 1 | 1 | 1
Notrees Wind Farm 1 | 2 | 1
Notrees Wind Farm 2 | 1 | 1
Notrees Wind Farm 2 | 2 | 1
Ocotillo Wind Farm | 1 | 1
Ocotillo Wind Farm | 2 | 1
Panhandle Wind 1 U1 | 1 | 1
Panhandle Wind 1 U1 | 2 | 1
Panhandle Wind 1 U2 | 1 | 1
Panhandle Wind 1 U2 | 2 | 1
Panhandle Wind 2 U1 | 1 | 1
Panhandle Wind 2 U1 | 2 | 1
Panhandle Wind 2 U2 | 1 | 1
Panhandle Wind 2 U2 | 2 | 1
Panther Creek 1 | 1 | 1
Panther Creek 1 | 2 | 1
Panther Creek 2 | 1 | 1
Panther Creek 2 | 2 | 1
Panther Creek 3 | 1 | 1
Panther Creek 3 | 2 | 1
Pecos Wind (Woodward 1) | 1 | 1
Pecos Wind (Woodward 1) | 2 | 1
Pecos Wind (Woodward 2) | 1 | 1
Pecos Wind (Woodward 2) | 2 | 1
Pyron Wind Farm | 1 | 1
Pyron Wind Farm | 2 | 1
Rattlesnake Den Wind 1 G1 | 1 | 1
Rattlesnake Den Wind 1 G1 | 2 | 1
Rattlesnake Den Wind 1 G2 | 1 | 1
Rattlesnake Den Wind 1 G2 | 2 | 1
Red Canyon Wind | 1 | 1
Red Canyon Wind | 2 | 1
Roscoe Wind Farm | 1 | 1
Roscoe Wind Farm | 2 | 1
Route 66 Wind | 1 | 1
Route 66 Wind | 2 | 1
Sand Bluff Wind Farm | 1 | 1
Sand Bluff Wind Farm | 2 | 1
Senate Wind | 1 | 1
Senate Wind | 2 | 1
Shannon Wind | 1 | 1
Shannon Wind | 2 | 1
Sherbino 1 Wind | 1 | 1
Sherbino 1 Wind | 2 | 1
Sherbino 2 Wind | 1 | 1
Sherbino 2 Wind | 2 | 1
Silver Star Wind | 1 | 1
Silver Star Wind | 2 | 1
Snyder Wind Farm | 1 | 1
Snyder Wind Farm | 2 | 1
South Plains Wind 1 | 1 | 1
South Plains Wind 1 | 2 | 1
South Plains Wind 2 | 1 | 1
South Plains Wind 2 | 2 | 1
South Trent Wind Farm | 1 | 1
South Trent Wind Farm | 2 | 1
Spinning Spur 3 Wind 1 | 1 | 1
Spinning Spur 3 Wind 1 | 2 | 1
Spinning Spur 3 Wind 2 | 1 | 1
Spinning Spur 3 Wind 2 | 2 | 1
Spinning Spur Wind Two | 1 | 1
Spinning Spur Wind Two | 2 | 1
Stanton Wind Energy | 1 | 1
Stanton Wind Energy | 2 | 1
Stephens Ranch Wind 1 | 1 | 1
Stephens Ranch Wind 1 | 2 | 1
Stephens Ranch Wind 2 | 1 | 1
Stephens Ranch Wind 2 | 2 | 1
Sweetwater Wind 1 | 1 | 1
Sweetwater Wind 1 | 2 | 1
Sweetwater Wind 2A | 1 | 1
Sweetwater Wind 2A | 2 | 1
Sweetwater Wind 2B | 1 | 1
Sweetwater Wind 2B | 2 | 1
Sweetwater Wind 3A | 1 | 1
Sweetwater Wind 3A | 2 | 1
Sweetwater Wind 3B | 1 | 1
Sweetwater Wind 3B | 2 | 1
Sweetwater Wind 4-4A | 1 | 1
Sweetwater Wind 4-4A | 2 | 1
Sweetwater Wind 4-4B | 1 | 1
Sweetwater Wind 4-4B | 2 | 1
Sweetwater Wind 4-5 | 1 | 1
Sweetwater Wind 4-5 | 2 | 1
Texas Big Spring Wind A | 1 | 1
Texas Big Spring Wind A | 2 | 1
Texas Big Spring Wind B | 1 | 1
Texas Big Spring Wind B | 2 | 1
Trent Wind Farm | 1 | 1
Trent Wind Farm | 2 | 1
Trinity Hills Wind 1 | 1 | 1
Trinity Hills Wind 1 | 2 | 1
Trinity Hills Wind 2 | 1 | 1
Trinity Hills Wind 2 | 2 | 1
TSTC West Texas Wind | 1 | 1
TSTC West Texas Wind | 2 | 1
Turkey Track Wind Energy Center | 1 | 1
Turkey Track Wind Energy Center | 2 | 1
West Texas Wind Energy | 1 | 1
West Texas Wind Energy | 2 | 1
Whirlwind Energy | 1 | 1
Whirlwind Energy | 2 | 1
Whitetail Wind Energy | 1 | 1
Whitetail Wind Energy | 2 | 1
Windthorst 2 | 1 | 1
Windthorst 2 | 2 | 1
WKN Mozart Wind | 1 | 1
WKN Mozart Wind | 2 | 1
Wolf Flats Wind (Wind Mgt) | 1 | 1
Wolf Flats Wind (Wind Mgt) | 2 | 1
Wolf Ridge Wind | 1 | 1
Wolf Ridge Wind | 2 | 1
Cameron Wind | 1 | 1
Cameron Wind | 2 | 1
Gulf Wind I | 1 | 1
Gulf Wind I | 2 | 1
Gulf Wind II | 1 | 1
Gulf Wind II | 2 | 1
Harbor Wind | 1 | 1
Harbor Wind | 2 | 1
Los Vientos Wind I | 1 | 1
Los Vientos Wind I | 2 | 1
Los Vientos Wind II | 1 | 1
Los Vientos Wind II | 2 | 1
Magic Valley Wind (Redfish) 1A | 1 | 1
Magic Valley Wind (Redfish) 1A | 2 | 1
Magic Valley Wind (Redfish) 1B | 1 | 1
Magic Valley Wind (Redfish) 1B | 2 | 1
Papalote Creek Wind Farm | 1 | 1
Papalote Creek Wind Farm | 2 | 1
Papalote Creek Wind Farm II | 1 | 1
Papalote Creek Wind Farm II | 2 | 1
Penascal Wind 1 | 1 | 1
Penascal Wind 1 | 2 | 1
Penascal Wind 2 | 1 | 1
Penascal Wind 2 | 2 | 1
Penascal Wind 3 | 1 | 1
Penascal Wind 3 | 2 | 1